## ITP
pointKey | pointLabel | operatorKey | operatorLabel | directionKey | edge_name | edge_display_name | from_node | to_node | firm | firmbooked | gcv | flow | nom | renom | Remarks | check_firm | check_firmbooked | check_gcv | check_flow | check_nom | check_renom | for_review | itemRemarks | tsoEicCode | tsoItemIdentifier | lastUpdateDateTime | isNA
ITP-00048 | Almería | ES-TSO-0001 | Medgaz | exit | AlmeriaDZES | Almería (DZ→ES) | DZ | ES | min | min | max | av | av | av |  | ok | ok | ok | ok
ITP-00048 | Almería | ES-TSO-0006 | Enagas | entry | AlmeriaDZES | Almería (DZ→ES) | DZ | ES | min | min | max | av | av | av | only ES entry contains data, timeseriesses seem complete; interesting that they have a Spanish TSO on Algerian side | ok | ok | ok | ok |  |  |  |  | 21X000000001254A | 21Z0000000002131 | 2021-09-02 00:42
ITP-00557 | Ananiiv (UA) (MD) | UA-TSO-0001 | Gas TSO UA | exit | AnaniivUAMD | Ananiiv (UA→MD) | UA | MD | 1 | 1 | 1 | 1 | 1 | 1 | data since June 2021, all zero, big gap | gap | gap | gap | gap | gap | gap |  |  | 21X000000001397P | 21Z000000000176I | 2021-10-01 14:12
ITP-00084 |  | RO-TSO-0001 | Transgaz | exit | AuritROUA | VIP Mediesu Aurit / Isaccea (RO→UA) | RO | UA | min | min | max | av |  |  | no data | ok | ok | ok | ok
ITP-00438 | VIP Mediesu Aurit - Isaccea (RO-UA) | RO-TSO-0001 | Transgaz | exit | AuritROUA | VIP Mediesu Aurit / Isaccea (RO→UA) | RO | UA | min | min | max | av |  |  | no data | ok | ok | ok | ok
ITP-00084 |  | RO-TSO-0001 | Transgaz | entry | AuritUARO | VIP Mediesu Aurit / Isaccea (UA→RO) | UA | RO | 0 | 0 | max | 0 | 0 | 0 |  | ok | ok | ok | ok | ok | ok
ITP-00084 |  | UA-TSO-0001 | Gas TSO UA | exit | AuritUARO | VIP Mediesu Aurit / Isaccea (UA→RO) | UA | RO | 0 | 0 | max | 0 | 0 | 0 | Only use RO VIP entry, seems to be sum of UA exits, and seems to be complete; all zero at the moment and for the foreseeable future | ok | ok | ok | ok | ok | ok
ITP-00167 |  | RO-TSO-0001 | Transgaz | entry | AuritUARO | VIP Mediesu Aurit / Isaccea (UA→RO) | UA | RO | 0 | 0 | max | 0 | 0 | 0 |  | ok | ok | ok | ok | ok | ok
ITP-00167 |  | UA-TSO-0001 | Gas TSO UA | exit | AuritUARO | VIP Mediesu Aurit / Isaccea (UA→RO) | UA | RO | 0 | 0 | max | 0 | 0 | 0 |  | ok | ok | ok | ok | ok | ok
ITP-00438 | VIP Mediesu Aurit - Isaccea (RO-UA) | RO-TSO-0001 | Transgaz | entry | AuritUARO | VIP Mediesu Aurit / Isaccea (UA→RO) | UA | RO | 1 | 1 | max | 1 | 1 | 1 |  | ok | ok | ok | ok | ok | ok |  |  | 21X-RO-A-A0A0A-S | 21Z000000000373G | 2021-02-26 13:31
ITP-00438 |  | UA-TSO-0001 | Gas TSO UA | exit | AuritUARO | VIP Mediesu Aurit / Isaccea (UA→RO) | UA | RO | 0 | 0 | max | 0 | 0 | 0 |  | ok | ok | ok | ok | ok | ok
ITP-00207 | Bacton (BBL) | UK-TSO-0001 | National Grid Gas | entry | BactonBBLUK | Bacton (NL/BBL→UK) | BBL | UK | min | min | max | av |  |  | BBL; only BBL (NL) exit contains data | < map19 | ok | ok | ok |  |  | 1
ITP-00207 | Bacton (BBL) | UK-TSO-0004 | BBL company | exit | BactonBBLUK | Bacton (NL/BBL→UK) | BBL | UK | min | min | max | av |  |  |  | < map19 | ok | ok | ok |  |  | 1 |  | 21X-NL-B-A0A0A-Q | 21Z000000000088F | 2021-09-15 16:36
ITP-00005 | Bacton (IUK) | UK-TSO-0003 | Interconnector | exit | BactonIUKUK | Bacton (BE/IUK→UK) | IUK | UK | 1 | 1 | 1 | 1 | 1 | 1 | [9 empty] | 21X-GB-B-A0A0A-Z | 21Z000000000084N | 2021-07-14 08:21
ITP-00207 | Bacton (BBL) | UK-TSO-0001 | National Grid Gas | exit | BactonUKBBL | Bacton (UK→NL/BBL) | UK | BBL | min | min | max | av |  |  | BBL; flows mostly agree, average; capacity and bookings only on BBL (NL) entry side | < map19 | ok | ok | ok |  |  | 1 | Virtual Point, currently BBL is only Unidirectional entry | 21X-GB-A-A0A0A-7 | 21Z000000000088F | 2016-07-04 18:22 | 1
ITP-00207 | Bacton (BBL) | UK-TSO-0004 | BBL company | entry | BactonUKBBL | Bacton (UK→NL/BBL) | UK | BBL | min | min | max | av |  |  |  | < map19 | ok | ok | ok |  |  | 1 |  | 21X-NL-B-A0A0A-Q | 21Z000000000088F | 2021-09-15 16:36
ITP-00005 | Bacton (IUK) | UK-TSO-0001 | National Grid Gas | exit | BactonUKIUK | Bacton / IUK (UK→BE/IUK) | UK | IUK | min | min | av | av | min | min | UK-internal (UK-IUK/Interconnector UK); take Zeebrugge data instead | [8 empty] | 21X-GB-A-A0A0A-7 | 21Z000000000083P | 2019-09-30 23:39
ITP-00005 | Bacton (IUK) | UK-TSO-0003 | Interconnector | entry | BactonUKIUK | Bacton / IUK (UK→BE/IUK) | UK | IUK | min | min | av | av | min | min | [9 empty] | 21X-GB-B-A0A0A-Z | 21Z000000000084N | 2021-09-27 19:12
ITP-00064 | Badajoz (ES) / Campo Maior (PT) | ES-TSO-0006 | Enagas | exit | BadajozESPT | Badajoz / Campo Maior (ES→PT) | ES | PT | 0 | 0 | max | av |  |  |  | ok | ok | ok | ok
ITP-00064 | Badajoz (ES) / Campo Maior (PT) | PT-TSO-0001 | REN - Gasodutos | entry | BadajozESPT | Badajoz / Campo Maior (ES→PT) | ES | PT | 0 | 0 | max | av |  |  |  | ok | ok | ok | ok |  |  |  | Data published at Virtual IP PT-ES - entry | 21X-PT-A-A0A0A-Y | 21Z000000000062X | 2015-10-07 03:29 | 1
ITP-00286 | VIP IBERICO | ES-TSO-0006 | Enagas | exit | BadajozESPT | VIP IBERICO (ES→PT) | ES | PT | min | min | max | av |  |  |  | ok | ok | ok | ok |  |  |  |  | 21X000000001254A | 21Z000000000282J | 2021-09-02 00:42
ITP-00286 | VIP IBERICO | PT-TSO-0001 | REN - Gasodutos | entry | BadajozESPT | VIP IBERICO (ES→PT) | ES | PT | min | min | max | av |  |  |  | ok | ok | ok | ok |  |  |  |  | 21X-PT-A-A0A0A-Y | 21Z000000000282J | 2021-08-10 21:27
ITP-00064 | Badajoz (ES) / Campo Maior (PT) | ES-TSO-0006 | Enagas | entry | BadajozPTES | Badajoz / Campo Maior (PT→ES) | PT | ES | 0 | 0 | max | av |  |  |  | ok | ok | ok | ok
ITP-00064 | Badajoz (ES) / Campo Maior (PT) | PT-TSO-0001 | REN - Gasodutos | exit | BadajozPTES | Badajoz / Campo Maior (PT→ES) | PT | ES | 0 | 0 | max | av |  |  |  | ok | ok | ok | ok |  |  |  | Data published at Virtual IP PT-ES - exit | 21X-PT-A-A0A0A-Y | 21Z000000000062X | 2015-10-07 03:23 | 1
ITP-00286 | VIP IBERICO | ES-TSO-0006 | Enagas | entry | BadajozPTES | VIP IBERICO (PT→ES) | PT | ES | min | min | max | av |  |  |  | ok | ok | ok | ok |  |  |  |  | 21X000000001254A | 21Z000000000282J | 2021-09-02 00:42
ITP-00286 | VIP IBERICO | PT-TSO-0001 | REN - Gasodutos | exit | BadajozPTES | VIP IBERICO (PT→ES) | PT | ES | min | min | max | av |  |  |  | ok | ok | ok | ok |  |  |  |  | 21X-PT-A-A0A0A-Y | 21Z000000000282J | 2021-05-26 23:24
ITP-00027 | Balassagyarmat (HU) / Velké Zlievce (SK) | HU-TSO-0001 | FGSZ | exit | BalassaHUSK | Balassagyarmat / Velké Zlievce (HU→SK) | HU | SK | min | min | max | av |  |  | HU exit only reporting flow from Oct 2019; after that, exit and entry seem to agree, with the exception of a few outliers; average | ok | ok | ok | ok |  |  |  |  | 21X-HU-A-A0A0A-8 | 21Z000000000358C | 2020-06-04 22:04
ITP-00027 | Balassagyarmat (HU) / Velké Zlievce (SK) | SK-TSO-0001 | eustream | entry | BalassaHUSK | Balassagyarmat / Velké Zlievce (HU→SK) | HU | SK | min | min | max | av |  |  |  | ok | ok | ok | ok |  |  |  |  | 21X-SK-A-A0A0A-N | 21Z000000000358C | 2021-09-01 19:13
ITP-00027 | Balassagyarmat (HU) / Velké Zlievce (SK) | HU-TSO-0001 | FGSZ | entry | BalassaSKHU | Balassagyarmat / Velké Zlievce (SK→HU) | SK | HU | min | min | max | av |  |  | HU entry only reporting flow from Oct 2019; after that, exit and entry seem to agree; average | ok | ok | ok | ok |  |  |  |  | 21X-HU-A-A0A0A-8 | 21Z000000000358C | 2020-06-04 22:04
ITP-00027 | Balassagyarmat (HU) / Velké Zlievce (SK) | SK-TSO-0001 | eustream | exit | BalassaSKHU | Balassagyarmat / Velké Zlievce (SK→HU) | SK | HU | min | min | max | av |  |  |  | ok | ok | ok | ok |  |  |  |  | 21X-SK-A-A0A0A-N | 21Z000000000358C | 2021-09-01 19:13
ITP-00550 | BALTICCONNECTOR | EE-TSO-0001 | Elering | exit | BalticConEEFI | BALTICCONNECTOR (EE→FI) | EE | FI | min | min | max | av |  |  |  | ok | ok | ok | ok |  |  |  |  | 10X1001A1001A39W | 21Z0000000004952 | 2021-07-19 17:56
ITP-00550 | BALTICCONNECTOR | FI-TSO-0003 | Gasgrid Finland | entry | BalticConEEFI | BALTICCONNECTOR (EE→FI) | EE | FI | min | min | max | av |  |  |  | ok | ok | ok | ok |  |  |  |  | 21X000000001393X | 21Z0000000004952 | 2021-09-02 13:54
ITP-00550 | BALTICCONNECTOR | EE-TSO-0001 | Elering | entry | BalticConFIEE | BALTICCONNECTOR (FI→EE) | FI | EE | min | min | max | av |  |  |  | ok | ok | ok | ok |  |  |  |  | 10X1001A1001A39W | 21Z0000000004952 | 2021-05-04 16:44
ITP-00550 | BALTICCONNECTOR | FI-TSO-0003 | Gasgrid Finland | exit | BalticConFIEE | BALTICCONNECTOR (FI→EE) | FI | EE | min | min | max | av |  |  |  | ok | ok | missing | ok |  |  |  |  | 21X000000001393X | 21Z0000000004952 | 2021-09-29 13:55
ITP-00228 | RC Basel | CH-DSO-0001 | GVM | exit | BaselCHDE | RC Basel (CH→DE) | CH | DE | 0 | 0 | 0 | 0 |  |  | no data | ok | ok | ok | ok
ITP-00228 | RC Basel | DE-TSO-0014 | terranets bw | entry | BaselCHDE | RC Basel (CH→DE) | CH | DE | 1 | 1 | 1 | 1 |  |  | no data | ok | ok | ok | ok |  |  |  | no counterflow | 21X000000001163D | 21Z000000000253Q | 2021-09-08 16:36 | 1
ITP-00228 | RC Basel | CH-DSO-0001 | GVM | entry | BaselDECH | RC Basel (DE→CH) | DE | CH | 0 | 0 | 0 | 0 |  |  | no data | ok | ok | ok | ok
ITP-00228 | RC Basel | DE-TSO-0014 | terranets bw | exit | BaselDECH | RC Basel (DE→CH) | DE | CH | 1 | 1 | 1 | 1 |  |  |  | ok | ok | ok | ok |  |  |  |  | 21X000000001163D | 21Z000000000253Q | 2020-09-01 18:04
ITP-00037 | Baumgarten (TAG) | AT-TSO-0003 | TAG | exit | BaumgartenATSK | Baumgarten (AT→SK) | AT | SK | 0 | 0 | max | sum |  |  |  | ok | ok | ok | ok |  |  |  |  | 21X-AT-C-A0A0A-B | 21Z000000000164P | 2020-04-07 10:31
ITP-00062 | Baumgarten (Gas Connect Austria) | AT-TSO-0001 | Gas Connect Austria | exit | BaumgartenATSK | Baumgarten (AT→SK) | AT | SK | 0 | 0 | max | sum |  |  |  | ok | ok | ok | ok
ITP-00162 | Baumgarten (WAG) | AT-TSO-0001 | Gas Connect Austria | exit | BaumgartenATSK | Baumgarten (AT→SK) | AT | SK | 0 | 0 | max | sum |  |  | only Gas Connect Austria reports some sporadic exit flows, SK reports constant zero entry; situation unclear; let's take those exit flows then | ok | ok | ok | ok |  |  |  |  | 21X-AT-B-A0A0A-K | 21Z000000000163R | 2020-12-02 07:11
ITP-00168 | Baumgarten | SK-TSO-0001 | eustream | entry | BaumgartenATSK | Baumgarten (AT→SK) | AT | SK | 1 | 1 | max | 0 |  |  | zero flow although AT exit (WAG) shows some flow, better to take that one instead | ok | ok | ok | ok |  |  |  |  | 21X-SK-A-A0A0A-N | 21Y---A001A023-Y | 2020-12-01 18:37
ITP-00255 | Petrzalka | AT-TSO-0001 | Gas Connect Austria | exit | BaumgartenATSK | Baumgarten (AT→SK) | AT | SK | 0 | 0 | max | sum |  |  |  | ok | ok | ok | ok |  |  |  |  | 21X-AT-B-A0A0A-K | 21Z000000000175K | 2020-04-03 12:49
ITP-00037 | Baumgarten (TAG) | AT-TSO-0003 | TAG | entry | BaumgartenSKAT | Baumgarten (SK→AT) | SK | AT | 0 | 0 | max | sum |  |  | SK exit is zero until 31 Aug 2018; from then, SK exits seems to be sum of AT entry; better just trust the AT entries | ok | ok | ok | ok |  |  |  |  | 21X-AT-C-A0A0A-B | 21Z000000000164P | 2020-11-15 17:14
ITP-00062 | Baumgarten (Gas Connect Austria) | AT-TSO-0001 | Gas Connect Austria | entry | BaumgartenSKAT | Baumgarten (SK→AT) | SK | AT | 0 | 0 | max | sum |  |  | SK exit is zero until 31 Aug 2018; from then, SK exits seems to be sum of AT entry; better just trust the AT entries | ok | ok | ok | ok |  |  |  | ENTRY | 21X-AT-B-A0A0A-K | 21Z0000000000600 | 2021-05-04 13:50
ITP-00162 | Baumgarten (WAG) | AT-TSO-0001 | Gas Connect Austria | entry | BaumgartenSKAT | Baumgarten (SK→AT) | SK | AT | 0 | 0 | max | sum |  |  | SK exit is zero until 31 Aug 2018; from then, SK exits seems to be sum of AT entry; better just trust the AT entries | ok | ok | ok | ok |  |  |  | ENTRY | 21X-AT-B-A0A0A-K | 21Z000000000163R | 2021-05-04 13:50
ITP-00168 | Baumgarten | SK-TSO-0001 | eustream | exit | BaumgartenSKAT | Baumgarten (SK→AT) | SK | AT | 1 | 1 | max | 0 |  |  | flow is zero until 1/9/2018, better use the individual entries on AT side instead; for capacity and bookings however, SK exit is smaller than sum of AT entries, better take this one | ok | ok | ok | ok |  |  |  |  | 21X-SK-A-A0A0A-N | 21Y---A001A023-Y | 2021-06-03 19:19
ITP-00178 | Belgorod | RU-TSO-0001 | Gazprom | exit | BelgorodRUUA | Belgorod (RU→UA) | RU | UA | 0 | 0 | 0 | 0 | 0 | 0 | no data | no data | no data | no data | no data | no data | no data
ITP-00178 | Belgorod | UA-TSO-0001 | Gas TSO UA | entry | BelgorodRUUA | Belgorod (RU→UA) | RU | UA | 1 | 1 | 1 | 1 | 1 | 1 | data from Nov 2014 until Dez 2019, only physical flow and GCV; all zero | no data | no data | ok | ok | no data | no data
ITP-00095 | Beregdaróc 1400 (HU) - Beregovo (UA) (UA>HU) | HU-TSO-0001 | FGSZ | entry | Bereg14UAHU | Beregdaróc 1400 / Beregovo (UA→HU) | UA | HU | min | min | max | 1 | min | min |  | ok | ok | ok | ok |  |  |  |  | 21X-HU-A-A0A0A-8 | 21Z000000000139O | 2020-04-29 22:04
ITP-00095 | Beregdaróc 1400 (HU) - Beregovo (UA) (UA>HU) | UA-TSO-0001 | Gas TSO UA | exit | Bereg14UAHU | Beregdaróc 1400 / Beregovo (UA→HU) | UA | HU | min | min | max | 0 | min | min |  | ok | ok | ok | spikes
ITP-00307 | Beregdaróc 800 (HU) - Beregovo (UA) (HU>UA) | HU-TSO-0001 | FGSZ | exit | Bereg8HUUA | Beregdaróc 800 / Beregovo (HU→UA) | HU | UA | min | min | max | av |  |  |  | ok | ok | gap | > 0 although firm = firmbooked = 0 |  |  | 1 |  | 21X-HU-A-A0A0A-8 | 21Z000000000270Q | 2018-09-30 22:03
ITP-00307 | Beregdaróc 800 (HU) - Beregovo (UA) (HU>UA) | UA-TSO-0001 | Gas TSO UA | entry | Bereg8HUUA | Beregdaróc 800 / Beregovo (HU→UA) | HU | UA | min | min | max | av |  |  |  | ok | ok | gap | > 0 although firm = firmbooked = 0 |  |  | 1
ITP-10006 | VIP Bereg (HU) / VIP Bereg (UA) | HU-TSO-0001 | FGSZ | exit | BeregVIPHUUA | VIP Bereg (HU→UA) | HU | UA | min | min | max | 1 |  |  | Looks like VIP started 1 May 2020, from then values are reported at VIP, but they are suddently zero; in principle just average available data | ok | ok | ok | ok |  |  |  |  | 21X-HU-A-A0A0A-8 | 21Z000000000507L | 2020-05-17 13:44
ITP-10006 | VIP Bereg (HU) / VIP Bereg (UA) | UA-TSO-0001 | Gas TSO UA | entry | BeregVIPHUUA | VIP Bereg (HU→UA) | HU | UA | min | min | max | 0 |  |  |  | ok | ok | ok | mostly zero |  |  |  |  | 21X000000001397P | 21Z000000000507L | 2021-10-01 14:12
ITP-10006 | VIP Bereg (HU) / VIP Bereg (UA) | HU-TSO-0001 | FGSZ | entry | BeregVIPUAHU | VIP Bereg (UA→HU) | UA | HU | min | min | max | av | min | min | Looks like VIP started 1 May 2020, from then values are reported at VIP; in principle just average available data; be careful with outlyers (flow suddenly zero or gigantic!); flows and firm capacities at VIP agree nicely, at least lately; booked capacities at VIP (after 1 May 2020) do not agree with each other | ok | ok | ok | ok | ok | ok |  |  | 21X-HU-A-A0A0A-8 | 21Z000000000507L | 2020-05-13 22:04
ITP-10006 | VIP Bereg (HU) / VIP Bereg (UA) | UA-TSO-0001 | Gas TSO UA | exit | BeregVIPUAHU | VIP Bereg (UA→HU) | UA | HU | min | min | max | av | min | min |  | ok | ok | ok | ok | ok | ok |  |  | 21X000000001397P | 21Z000000000507L | 2021-09-02 14:10
ITP-00278 | Bizzarone | IT-TSO-0001 | Snam Rete Gas | exit | BizzaroneITCH | Bizzarone (IT→CH) | IT | CH | 1 | 1 | 1 | 1 |  |  |  | ok | ok | ok | ok |  |  |  |  | 21X-IT-A-A0A0A-7 | 21Z000000000277C | 2020-06-12 18:34
ITP-00115 | Blaregnies L (BE) / Taisnières B (FR) | BE-TSO-0001 | Fluxys Belgium | exit | BlaregniesLoBEFR | Blaregnies / Taisnières (L) (BE→FR) | BEL | FRL | min | min | max | av |  |  | flows agree, average | [8 empty] | 21X-BE-A-A0A0A-Y | 21Z000000000011D | 2021-02-12 06:59
ITP-00115 | Blaregnies L (BE) / Taisnières B (FR) | FR-TSO-0003 | GRTgaz | entry | BlaregniesLoBEFR | Blaregnies / Taisnières (L) (BE→FR) | BEL | FRL | min | min | max | av | [11 empty] | 21X-FR-A-A0A0A-S | 21Z000000000011D | 2021-09-22 06:21
ITP-00115 | Blaregnies L (BE) / Taisnières B (FR) | BE-TSO-0001 | Fluxys Belgium | entry | BlaregniesLoFRBE | Blaregnies / Taisnières (L) (FR→BE) | FRL | BEL | min | min | max | av | [11 empty] | 21X-BE-A-A0A0A-Y | 21Z000000000011D | 2021-03-17 07:40
ITP-00115 | Blaregnies L (BE) / Taisnières B (FR) | FR-TSO-0003 | GRTgaz | exit | BlaregniesLoFRBE | Blaregnies / Taisnières (L) (FR→BE) | FRL | BEL | min | min | max | av
ITP-00025 | Bocholtz-Vetschau | DE-TSO-0002 | Thyssengas | exit | BoVetschDENL | Bocholtz-Vetschau (DE→NL) | DE | NL | min | min | max | av |  |  |  | ok | ok | missing | missing |  |  |  | FZK | 21X-DE-G-A0A0A-U | 21Z000000000170U | 2020-04-01 15:22
ITP-00025 | Bocholtz-Vetschau | NL-TSO-0001 | GTS | entry | BoVetschDENL | Bocholtz-Vetschau (DE→NL) | DE | NL | min | min | max | av |  |  |  | ok | ok | missing | missing |  |  |  |  | 21X-NL-A-A0A0A-Z | 21Z000000000170U | 2019-11-06 15:06
ITP-00025 | Bocholtz-Vetschau | DE-TSO-0002 | Thyssengas | entry | BoVetschNLDE | Bocholtz-Vetschau (NL→DE) | NL | DE | min | min | max | av |  |  |  | ok | ok | ok | partially |  |  |  | bFZK | 21X-DE-G-A0A0A-U | 21Z000000000170U | 2020-04-01 15:22
ITP-00025 | Bocholtz-Vetschau | NL-TSO-0001 | GTS | exit | BoVetschNLDE | Bocholtz-Vetschau (NL→DE) | NL | DE | min | min | max | av |  |  |  | ok | ok | ok | ok |  |  |  |  | 21X-NL-A-A0A0A-Z | 21Z000000000170U | 2020-02-26 16:08
ITP-00010 | Brandov-OPAL (DE) | CZ-TSO-0001 | NET4GAS | exit | BrandovOpalCZDE | Brandov-OPAL (CZ→DE) | CZ | DE | 1 | 1 | max | 1 |  |  | all zero | ok | ok | ok | ok |  |  |  |  | 21X000000001304L | 21Z000000000242V | 2020-04-15 13:44
ITP-00452 | Brandov / OPAL | DE-TSO-0001 | OPAL Gastransport | entry | BrandovOpalCZDE | Brandov-OPAL (CZ→DE) | CZ | DE | 0 | 0 | max | 0 |  |  | no data | ok | ok | ok | ok
ITP-00452 | Brandov / OPAL | DE-TSO-0016 | OPAL Gastransport | entry | BrandovOpalCZDE | Brandov-OPAL (CZ→DE) | CZ | DE | 0 | 0 | max | 0 |  |  | no data | ok | ok | ok | ok
ITP-00010 | Brandov-OPAL (DE) | CZ-TSO-0001 | NET4GAS | entry | BrandovOpalDECZ | Brandov-OPAL (DE→CZ) | DE | CZ | 0 | 0 | 0 | 0 |  |  |  | < flow | < flow | ok | zero although exits finite |  |  |  |  | 21X000000001304L | 21Z000000000242V | 2020-04-15 16:25
ITP-00010 | Brandov-OPAL (DE) | DE-TSO-0016 | OPAL Gastransport | exit | BrandovOpalDECZ | Brandov-OPAL (DE→CZ) | DE | CZ | 0 | 0 | 0 | 0 |  |  |  | ok | ok | ok | ok |  |  |  |  | 21X0000000011845 | 27ZG007P0000062W | 2015-03-01 09:35
ITP-00451 | Brandov / LBTG (exempted transmission) | DE-TSO-0020 | LBTG | exit | BrandovOpalDECZ | Brandov-OPAL (DE→CZ) | DE | CZ | 0 | 0 | 0 | 0 |  |  |  | ok | ok | ok | ok |  |  |  |  | 21X000000001309B | 21Z000000000242V | 2020-04-29 06:57
ITP-00452 | Brandov / OPAL | DE-TSO-0001 | GASCADE Gastransport | exit | BrandovOpalDECZ | Brandov-OPAL (DE→CZ) | DE | CZ | sum | sum | max | av |  |  | no flow data | ok | ok | ok | ok
ITP-00452 | Brandov / OPAL | DE-TSO-0016 | OPAL Gastransport | exit | BrandovOpalDECZ | Brandov-OPAL (DE→CZ) | DE | CZ | sum | sum | max | av |  |  | all seem to represent the same flow, average; capacity becomes zero although there are flows, better take sum of DE exits; 2022: only ITP-00452 seems to still exist | ok | ok | ok | ok |  |  |  |  | 21X0000000011845 | 21Z000000000242V | 2019-10-29 09:37
ITP-00123 | Brandov STEGAL (CZ) / Stegal (DE) | CZ-TSO-0001 | NET4GAS | exit | BrandovStegalCZDE | Brandov-STEGAL (CZ→DE) | CZ | DE | min | min | max | av |  |  | few times where there is flow, but then entry and exit agree, average | ok | ok | ok | ok |  |  |  |  | 21X000000001304L | 21Z000000000091Q | 2020-05-31 09:42
ITP-00123 | Brandov STEGAL (CZ) / Stegal (DE) | DE-TSO-0001 | GASCADE Gastransport | entry | BrandovStegalCZDE | Brandov-STEGAL (CZ→DE) | CZ | DE | min | min | max | av |  |  |  | ok | ok | ok | ok |  |  |  |  | 21X-DE-H-A0A0A-L | 21Z000000000091Q | 2020-01-22 17:52
ITP-00123 | Brandov STEGAL (CZ) / Stegal (DE) | CZ-TSO-0001 | NET4GAS | entry | BrandovStegalDECZ | Brandov-STEGAL (DE→CZ) | DE | CZ | min | min | max | av |  |  | only CZ entry cap+flow given, all zero |  |  | gaps | [5 empty] | 21X000000001304L | 21Z000000000091Q | 2020-04-15 13:44
ITP-00123 | Brandov STEGAL (CZ) / Stegal (DE) | DE-TSO-0001 | GASCADE Gastransport | exit | BrandovStegalDECZ | Brandov-STEGAL (DE→CZ) | DE | CZ | min | min | max | av | [5 empty] | gaps
ITP-00421 | Budince | SK-TSO-0001 | eustream | exit | BudinceSKUA | Budince (SK→UA) | SK | UA | min | min | max | av |  |  | SK exit complete timeseries; UA entry reporting since July 2021; fairly agreeing, but strange pattern since 2021 (flow only every 3rd day?) | < map19 | ok | ok | > firm, > firmbooked |  |  | 1 |  | 21X-SK-A-A0A0A-N | 21Z000000000357E | 2020-12-01 18:37
ITP-00421 | Budince | UA-TSO-0001 | Gas TSO UA | entry | BudinceSKUA | Budince (SK→UA) | SK | UA | min | min | max | av |  |  |  | < map19 | ok | ok | > firm, > firmbooked |  |  | 1 |  | 21X000000001397P | 21Z000000000357E | 2021-09-02 14:10
ITP-00421 | Budince | SK-TSO-0001 | eustream | entry | BudinceUASK | Budince (UA→SK) | UA | SK | min | min | max | av | min | min | SK entry complete timeseries; UA exit reporting since July 2021; flow zero | < map19 | ok | ok | ok | ok | ok | 1 |  | 21X-SK-A-A0A0A-N | 21Z000000000357E | 2020-12-01 18:37
ITP-00421 | Budince | UA-TSO-0001 | Gas TSO UA | exit | BudinceUASK | Budince (UA→SK) | UA | SK | min | min | max | av | min | min |  | < map19 | ok | ok | ok | ok | ok | 1 |  | 21X000000001397P | 21Z000000000357E | 2021-09-02 14:10
ITP-00507 | Bunde (DE) / Oude Statenzijl (H) (NL) (GTG Nord) | DE-TSO-0006 | Gastransport Nord | exit | BundeGTGHDENL | Bunde / Oude Statenzijl (H) (GTG Nord) (DE→NL) | DE | NL | min | min | max | av |  |  | only DE exit has data, all zero | ok | ok | ok | ok
ITP-00507 | Bunde (DE) / Oude Statenzijl (H) (NL) (GTG Nord) | NL-TSO-0001 | GTS | entry | BundeGTGHDENL | Bunde / Oude Statenzijl (H) (GTG Nord) (DE→NL) | DE | NL | min | min | max | av |  |  |  | ok | ok | missing | missing
ITP-00507 | Bunde (DE) / Oude Statenzijl (H) (NL) (GTG Nord) | DE-TSO-0006 | Gastransport Nord | entry | BundeGTGHNLDE | Bunde / Oude Statenzijl (H) (GTG Nord) (NL→DE) | NL | DE | min | min | 1 | av |  |  | since Oct 2021 | missing | missing | ok | ok
ITP-00507 | Bunde (DE) / Oude Statenzijl (H) (NL) (GTG Nord) | NL-TSO-0001 | GTS | exit | BundeGTGHNLDE | Bunde / Oude Statenzijl (H) (GTG Nord) (NL→DE) | NL | DE | min | min | 0 | av |  |  | since Oct 2021 | ok | ok | gaps | ok
ITP-00158 | Cieszyn (PL) / Český Těšín (CZ) | CZ-TSO-0001 | NET4GAS | exit | CieszynCZPL | Cieszyn / Český Těšín (CZ→PL) | CZ | PL | min | min | max | av |  |  | flows agree, caps are finite | ok | ok | ok | ok |  |  |  |  | 21X000000001304L | 21Z000000000239K | 2021-09-29 09:29
ITP-00158 | Cieszyn (PL) / Český Těšín (CZ) | PL-TSO-0002 | GAZ-SYSTEM | entry | CieszynCZPL | Cieszyn / Český Těšín (CZ→PL) | CZ | PL | min | min | max | av |  |  |  | ok | ok | ok | ok |  |  |  |  | 21X-PL-A-A0A0A-B | 21Z000000000239K | 2021-09-30 06:12
ITP-00158 | Cieszyn (PL) / Český Těšín (CZ) | CZ-TSO-0001 | NET4GAS | entry | CieszynPLCZ | Cieszyn / Český Těšín (PL→CZ) | PL | CZ | min | min | max | av |  |  | flows and capacity zero | ok | ok | ok | ok |  |  |  |  | 21X000000001304L | 21Z000000000239K | 2020-04-15 13:44
ITP-00158 | Cieszyn (PL) / Český Těšín (CZ) | PL-TSO-0002 | GAZ-SYSTEM | exit | CieszynPLCZ | Cieszyn / Český Těšín (PL→CZ) | PL | CZ | min | min | max | av |  |  |  | ok | ok | ok | ok |  |  |  |  | 21X-PL-A-A0A0A-B | 21Z000000000239K | 2020-07-14 17:20
ITP-00032 | Csanadpalota | HU-TSO-0001 | FGSZ | exit | CsanadHURO | Csanadpalota (HU→RO) | HU | RO | min | min | max | av |  |  |  | ok | ok | ok | ok |  |  |  |  | 21X-HU-A-A0A0A-8 | 21Z000000000236Q | 2019-10-18 22:03
ITP-00032 | Csanadpalota | RO-TSO-0001 | Transgaz | entry | CsanadHURO | Csanadpalota (HU→RO) | HU | RO | min | min | max | av |  |  |  | ok | ok | ok | ok |  |  |  |  | 21X-RO-A-A0A0A-S | 21Z000000000236Q | 2021-08-04 18:31
ITP-00032 | Csanadpalota | HU-TSO-0001 | FGSZ | entry | CsanadROHU | Csanadpalota (RO→HU) | RO | HU | min | min | max | av |  |  |  | ok | ok | ok | ok |  |  |  |  | 21X-HU-A-A0A0A-8 | 21Z000000000236Q | 2020-06-04 22:04
ITP-00032 | Csanadpalota | RO-TSO-0001 | Transgaz | exit | CsanadROHU | Csanadpalota (RO→HU) | RO | HU | min | min | max | av |  |  |  | ok | ok | ok | ok |  |  |  |  | 21X-RO-A-A0A0A-S | 21Z000000000236Q | 2021-08-04 18:31
ITP-00535 | Deutschneudorf EUGAL Brandov | CZ-TSO-0001 | NET4GAS | exit | DeutschEugalCZDE | Deutschneudorf EUGAL Brandov (CZ→DE) | CZ | DE | min | min | 1 | 1 |  |  | flow values available from 22 Jan 2020; CZ exit always zero, while DE entry has a spike and is not fully continuous; better only take CZ exit | ok | ok | ok | ok |  |  |  |  | 21X000000001304L | 21Z0000000004839 | 2020-05-31 09:42
ITP-00535 | Deutschneudorf EUGAL Brandov | DE-TSO-0005 | Gasunie Deutschland | entry | DeutschEugalCZDE | Deutschneudorf EUGAL Brandov (CZ→DE) | CZ | DE | 0 | 0 | 0 | 0 |  |  |  | ok | ok | ok | ok
ITP-00535 | Deutschneudorf EUGAL Brandov | DE-TSO-0018 | Fluxys Deutschland | entry | DeutschEugalCZDE | Deutschneudorf EUGAL Brandov (CZ→DE) | CZ | DE | min | min | 0 | 0 |  |  |  | ok | ok | gaps | gaps; spike |  |  |  |  | 21X0000000012388 | 21Z0000000004839 | 2019-11-19 07:02
ITP-00535 | Deutschneudorf EUGAL Brandov | CZ-TSO-0001 | NET4GAS | entry | DeutschEugalDECZ | Deutschneudorf EUGAL Brandov (DE-CZ) | DE | CZ | 0 | 0 | max | av |  |  | DE exits are "P-in-P"; flows agree except that Fluxys exit has a lot of outliers and deviating intervals, better exclude that one from averaging; capacity of CZ entry is zero, better take sum of DE exits | ok | ok | ok | ok |  |  |  |  | 21X000000001304L | 21Z0000000004839 | 2020-05-31 09:42
ITP-00535 | Deutschneudorf EUGAL Brandov | DE-TSO-0001 | GASCADE Gastransport | exit | DeutschEugalDECZ | Deutschneudorf EUGAL Brandov (DE-CZ) | DE | CZ | sum | sum | max | av |  |  |  | ok | ok | ok | ok |  |  |  |  | 21X-DE-H-A0A0A-L | 21Z0000000004839 | 2020-12-01 09:45
ITP-00535 | Deutschneudorf EUGAL Brandov | DE-TSO-0003 | ONTRAS | exit | DeutschEugalDECZ | Deutschneudorf EUGAL Brandov (DE-CZ) | DE | CZ | sum | sum | max | av |  |  |  | ok | ok | ok | ok |  |  |  |  | 21X-DE-F-A0A0A-2 | 21Z0000000004839 | 2020-11-17 13:14
ITP-00535 | Deutschneudorf EUGAL Brandov | DE-TSO-0005 | Gasunie Deutschland | exit | DeutschEugalDECZ | Deutschneudorf EUGAL Brandov (DE-CZ) | DE | CZ | sum | sum | max | av |  |  |  | ok | ok | ok | ok |  |  |  |  | 21X-DE-D-A0A0A-K | 21Z0000000004839 | 2020-11-30 22:30
ITP-00535 | Deutschneudorf EUGAL Brandov | DE-TSO-0018 | Fluxys Deutschland | exit | DeutschEugalDECZ | Deutschneudorf EUGAL Brandov (DE-CZ) | DE | CZ | sum | sum | max | 0 |  |  |  | ok | ok | ok | outliers |  |  |  |  | 21X0000000012388 | 21Z0000000004839 | 2020-11-18 07:03
ITP-00126 | Dornum / NETRA (OGE) | DE-TSO-0009 | Open Grid Europe | exit | DornumDENO | Dornum / NETRA (DE→NO) | DE | NO | sum | sum | max | av |  |  | Europipe 1+2; only DE exit (OGE) has data; Gasunie, jordgas and Open Grid Europe exits are marked as "p-in-p", so take the average of all | ok | ok | ok | ok |  |  |  |  | 21X-DE-C-A0A0A-T | 21Z000000000053Y | 2015-03-17 17:10
ITP-00188 | Dornum / NETRA (GUD) | DE-TSO-0005 | Gasunie Deutschland | exit | DornumDENO | Dornum / NETRA (DE→NO) | DE | NO | sum | sum | max | av |  |  |  | ok | ok | ok | ok |  |  |  |  | 21X-DE-D-A0A0A-K | 21Z000000000053Y | 2020-04-21 13:10
ITP-00208 |  | NO-TSO-0001 | Gassco | entry | DornumDENO | Dornum / NETRA (DE→NO) | DE | NO | 0 | 0 | max | av |  |  |  | ok | ok | ok | ok
ITP-00211 | Dornum / NETRA (jordgas Transport) | DE-TSO-0013 | jordgas Transport | exit | DornumDENO | Dornum / NETRA (DE→NO) | DE | NO | sum | sum | max | av |  |  |  | ok | ok | ok | ok |  |  |  | Jordgas Transport does not publish any data in this flow direction for which there is no capacity | 21X000000001189W | 21Z000000000053Y | 2015-10-07 03:23 | 1
ITP-00525 | Dornum GASPOOL | DE-TSO-0009 | Open Grid Europe | exit | DornumDENO | Dornum / NETRA (DE→NO) | DE | NO | sum | sum | max | av |  |  | timeseries starts 1 Jan 2018 but seems otherwise complete, all zero | ok | ok | ok | ok |  |  |  |  | 21X-DE-C-A0A0A-T | 21Z0000000004855 | 2021-01-05 11:54
ITP-00126 | Dornum / NETRA (OGE) | DE-TSO-0009 | Open Grid Europe | entry | DornumNODE | Dornum / NETRA (NO→DE) | NO | DE | sum | sum | max | av |  |  | Europipe 1+2; only DE entry has data; Gasunie, jordgas and Open Grid Europe entries all coincide and are marked as "p-in-p", so take the average of all; jordgas only has values until Nov 2018 | ok | ok | ok | > firmbooked |  |  |  |  | 21X-DE-C-A0A0A-T | 21Z000000000053Y | 2021-04-16 09:26
ITP-00188 | Dornum / NETRA (GUD) | DE-TSO-0005 | Gasunie Deutschland | entry | DornumNODE | Dornum / NETRA (NO→DE) | NO | DE | sum | sum | max | av |  |  |  | ok | ok | ok | > firmbooked |  |  |  |  | 21X-DE-D-A0A0A-K | 21Z000000000053Y | 2020-09-17 22:32
ITP-00208 |  | NO-TSO-0001 | Gassco | exit | DornumNODE | Dornum / NETRA (NO→DE) | NO | DE | 0 | 0 | max | av |  |  |  | ok | ok | ok | > firmbooked
ITP-00211 | Dornum / NETRA (jordgas Transport) | DE-TSO-0013 | jordgas Transport | entry | DornumNODE | Dornum / NETRA (NO→DE) | NO | DE | sum | sum | max | av |  |  |  | ok | ok | ok | > firmbooked |  |  |  |  | 21X000000001189W | 21Z000000000053Y | 2018-11-01 04:32
ITP-00525 | Dornum GASPOOL | DE-TSO-0009 | Open Grid Europe | entry | DornumNODE | Dornum / NETRA (NO→DE) | NO | DE | sum | sum | max | av |  |  | timeseries starts 1 Jan 2018 but seems otherwise complete | ok | ok | ok | > firmbooked |  |  |  |  | 21X-DE-C-A0A0A-T | 21Z0000000004855 | 2021-07-30 09:49
ITP-00044 | Dragør | DK-TSO-0001 | Energinet | exit | DragorDKSE | Dragør (DK→SE) | DK | SE | min | min | max | av |  |  | does not exist anymore on the TP | [6 empty] | 1 |  | 10X1001A1001A248 | 21Z000000000027Z | 2019-03-02 13:10
ITP-00044 | Dragør | SE-TSO-0001 | Swedegas AB | entry | DragorDKSE | Dragør (DK→SE) | DK | SE | min | min | max | av | [9 empty] | 1 | The Swedish region doesn´t include any trading point for booking of capacites and the actors use the Danish one. Swedegas don´t have these values. | 21X-SE-A-A0A0A-F | 21Z000000000027Z | 2015-10-07 03:29 | 1
ITP-00044 | Dragør | DK-TSO-0001 | Energinet | entry | DragorSEDK | Dragør (SE→DK) | SE | DK | min | min | max | av |  |  | does not exist anymore on the TP | [6 empty] | 1 |  | 10X1001A1001A248 | 21Z000000000027Z | 2019-03-02 13:10
ITP-00044 | Dragør | SE-TSO-0001 | Swedegas AB | exit | DragorSEDK | Dragør (SE→DK) | SE | DK | min | min | max | av | [9 empty] | 1 | The Swedish region doesn´t include any trading point for booking of capacites and the actors use the Danish one. Swedegas don´t have these values. | 21X-SE-A-A0A0A-F | 21Z000000000027Z | 2015-10-07 03:23 | 1
ITP-00011 | Dravaszerdahely | HR-TSO-0001 | Plinacro Ltd | exit | DravasHRHU | Dravaszerdahely (HR→HU) | HR | HU | min | min | max | av |  |  |  | ok | ok | ok | ok
ITP-00011 | Dravaszerdahely | HU-TSO-0001 | FGSZ | entry | DravasHRHU | Dravaszerdahely (HR→HU) | HR | HU | min | min | max | av |  |  |  | ok | ok | ok | ok |  |  |  |  | 21X-HU-A-A0A0A-8 | 21Z000000000249H | 2021-05-28 22:03
ITP-00011 | Dravaszerdahely | HR-TSO-0001 | Plinacro Ltd | entry | DravasHUHR | Dravaszerdahely (HU→HR) | HU | HR | min | min | max | av |  |  | flows aprtially diverging a bit but can still be averaged | ok | ok | ok | ok |  |  |  |  | 21X-HR-A-A0A0A-4 | 21Z000000000249H | 2021-04-01 17:13
ITP-00011 | Dravaszerdahely | HU-TSO-0001 | FGSZ | exit | DravasHUHR | Dravaszerdahely (HU→HR) | HU | HR | min | min | max | av |  |  |  | ok | ok | ok | ok |  |  |  |  | 21X-HU-A-A0A0A-8 | 21Z000000000249H | 2021-05-28 22:03
ITP-00280 | GCP GAZ-SYSTEM/UA TSO | UA-TSO-0001 | Gas TSO UA | entry | DrozdowPLUA | Drozdovichi (PL→UA) | PL | UA | min | min | 0 | av |  |  | all 3 entries/exits seem to represent the same flow; none of them is complete; need to combine them, e.g. taking the average per time step | ok | ok | ok | ok
ITP-10008 | GCP GAZ-SYSTEM/UA TSO | PL-TSO-0002 | GAZ-SYSTEM | exit | DrozdowPLUA | Drozdovichi (PL→UA) | PL | UA | min | min | 1 | av |  |  | GCV only here free from outliers, so take only this | ok | ok | ok | ok |  |  |  |  | 21X-PL-A-A0A0A-B | 21Z000000000508J | 2020-07-14 17:20
ITP-10008 | GCP GAZ-SYSTEM/UA TSO | UA-TSO-0001 | Gas TSO UA | entry | DrozdowPLUA | Drozdovichi (PL→UA) | PL | UA | min | min | 0 | av |  |  |  | ok | ok | ok | ok |  |  |  |  | 21X000000001397P | 21Z000000000508J | 2021-10-01 14:12
ITP-00089 | GCP GAZ-SYSTEM/UA TSO | UA-TSO-0001 | Gas TSO UA | exit | DrozdowUAPL | Drozdovichi (UA→PL) | UA | PL | min | min | max | av | min | min | all 3 entries/exits seem to represent the same flow; none of them is complete; need to combine them, e.g. taking the average per time step | ok | ok | ok | ok | ok | ok
ITP-10008 | GCP GAZ-SYSTEM/UA TSO | PL-TSO-0002 | GAZ-SYSTEM | entry | DrozdowUAPL | Drozdovichi (UA→PL) | UA | PL | min | min | max | av | min | min |  | ok | ok | ok | ok | ok | ok |  |  | 21X-PL-A-A0A0A-B | 21Z000000000508J | 2021-03-27 06:02
ITP-10008 | GCP GAZ-SYSTEM/UA TSO | UA-TSO-0001 | Gas TSO UA | exit | DrozdowUAPL | Drozdovichi (UA→PL) | UA | PL | min | min | max | av | min | min |  | ok | ok | ok | ok | ok | ok |  |  | 21X000000001397P | 21Z000000000508J | 2021-09-02 14:10
ITP-00045 | Dunkerque | FR-TSO-0003 | GRTgaz | entry | DunkerqueNOFR | Dunkerque (NO→FR) | NO | FR | min | min | max | av |  |  | Franpipe; only FR entry contains data, timeseriesses seem complete | ok | ok | ok | ok |  |  |  |  | 21X-FR-A-A0A0A-S | 21Z000000000047T | 2020-09-27 00:07
ITP-00045 | Dunkerque | NO-TSO-0001 | Gassco | exit | DunkerqueNOFR | Dunkerque (NO→FR) | NO | FR | min | min | max | av |  |  |  | ok | ok | ok | ok
ITP-00091 | Easington | NO-TSO-0001 | Gassco | exit | EasingtonNOUK | Easington (NO→UK) | NO | UK | min | min | max | av |  |  | Langeled South; only UK entry contains data, timeseries complete | > map19 | ok | ok | > firmbooked |  |  | 1
ITP-00091 | Easington | UK-TSO-0001 | National Grid Gas | entry | EasingtonNOUK | Easington (NO→UK) | NO | UK | min | min | max | av |  |  |  | > map19 | ok | ok | > firmbooked |  |  | 1 |  | 21X-GB-A-A0A0A-7 | 21YEA-EC-------9 | 2020-04-01 20:42
ITP-00031 | Ellund (OGE) | DE-TSO-0009 | Open Grid Europe | exit | EllundDEDK | Ellund (DE→DK) | DE | DK | sum | sum | av | max |  |  |  | ok | ok | ok | ok |  |  |  |  | 21X-DE-C-A0A0A-T | 21Z0000000000260 | 2021-07-30 09:49
ITP-00109 | Ellund (GUD) | DE-TSO-0005 | Gasunie Deutschland | exit | EllundDEDK | Ellund (DE→DK) | DE | DK | sum | sum | av | max |  |  |  | ok | ok | ok | ok |  |  |  |  | 21X-DE-D-A0A0A-K | 21Z000000000144V | 2020-10-01 15:22
ITP-00135 | Ellund | DK-TSO-0001 | Energinet | entry | EllundDEDK | Ellund (DE→DK) | DE | DK | 0 | 0 | 0 | 0 |  |  | redundant? Not on platform? | [8 empty] | 10X1001A1001A248 | 21Z0000000000260 | 2021-05-28 13:10
ITP-10011 | VIP DK-THE | DE-TSO-0005 | Gasunie Deutschland | exit | EllundDEDK | Ellund (DE→DK) | DE | DK | sum | sum | av | max |  |  | data since Oct 2021 | ok | ok | ok | ok
ITP-10011 | VIP DK-THE | DK-TSO-0001 | Energinet | entry | EllundDEDK | Ellund (DE→DK) | DE | DK | 0 | 0 | av | max |  |  | data since Oct 2021 | ok | ok | ok | ok
ITP-00031 | Ellund (OGE) | DE-TSO-0009 | Open Grid Europe | entry | EllundDKDE | Ellund (DK→DE) | DK | DE | sum | sum | av | max | [11 empty] | 21X-DE-C-A0A0A-T | 21Z0000000000260 | 2021-04-16 09:27
ITP-00109 | Ellund (GUD) | DE-TSO-0005 | Gasunie Deutschland | entry | EllundDKDE | Ellund (DK→DE) | DK | DE | sum | sum | av | max | [11 empty] | 21X-DE-D-A0A0A-K | 21Z000000000144V | 2020-04-21 13:10
ITP-00135 | Ellund | DK-TSO-0001 | Energinet | exit | EllundDKDE | Ellund (DK→DE) | DK | DE | 0 | 0 | 0 | 0 |  |  | redundant? Not on platform? | [8 empty] | 10X1001A1001A248 | 21Z0000000000260 | 2021-05-28 13:10
ITP-10011 | VIP DK-THE | DE-TSO-0005 | Gasunie Deutschland | entry | EllundDKDE | Ellund (DK→DE) | DK | DE | sum | sum | av | max |  |  | data since Oct 2021 | ok | ok | ok | ok
ITP-10011 | VIP DK-THE | DK-TSO-0001 | Energinet | exit | EllundDKDE | Ellund (DK→DE) | DK | DE | 0 | 0 | av | max |  |  | data since Oct 2021 | ok | ok | ok | ok
ITP-00081 | Emden (EPT1) (GUD) | DE-TSO-0005 | Gasunie Deutschland | exit | EmdenEPT1DENO | Emden (EPT1) (DE→NO) | DE | NO | min | min | max | av | sum | sum | Europipe 1; no data; drop no-tso-0001itp-00209entry to avoid double-counting; no GCV data | ok | ok | ok | ok | ok | ok |  |  | 21X-DE-D-A0A0A-K | 21Z0000000000511 | 2020-04-21 13:10
ITP-00105 | Emden (EPT1) (Thyssengas) | DE-TSO-0002 | Thyssengas | exit | EmdenEPT1DENO | Emden (EPT1) (DE→NO) | DE | NO | 0 | 0 | 0 | 0 | sum | sum |  | ok | ok | ok | ok | ok | ok |  |  | 21X-DE-G-A0A0A-U | 21Z000000000145T | 2021-02-01 15:25
ITP-00080 | Emden (EPT1) (OGE) | DE-TSO-0009 | Open Grid Europe | exit | EmdenEPT1DENO | Emden (EPT1) (DE→NO) | DE | NO | min | min | max | av | sum | sum | Europipe 1; only DE (OGE) exit has data, but all zeros; drop no-tso-0001itp-00209entry to avoid double-counting | ok | ok | ok | ok | ok | ok |  |  | 21X-DE-C-A0A0A-T | 21Z0000000000503 | 2015-03-17 17:10
ITP-00160 | Emden (EPT1) (GTS) | NL-TSO-0001 | GTS | exit | EmdenEPT1NLNO | Emden (EPT1) (NL→NO) | NL | NO | 1 | 1 | 1 | 1 | 1 | 1 | Europipe 1; no data; drop no-tso-0001itp-00209entry to avoid double-counting | ok | ok | ok | ok | ok | ok |  |  | 21X-NL-A-A0A0A-Z | 21Z000000000055U | 2021-03-19 15:07
ITP-00081 | Emden (EPT1) (GUD) | DE-TSO-0005 | Gasunie Deutschland | entry | EmdenEPT1NODE | Emden (EPT1) (NO→DE) | NO | DE | sum | sum | max | sum | sum | sum | Europipe 1; only DE entries have data; Gasunie and Thyssengas entries coincide (marked as P-in-P), consider only one of them; drop no-tso-0001itp-00209exit to avoid double-counting | ok | ok | ok | ok | ok | ok |  |  | 21X-DE-D-A0A0A-K | 21Z0000000000511 | 2020-09-17 22:32
ITP-00105 | Emden (EPT1) (Thyssengas) | DE-TSO-0002 | Thyssengas | entry | EmdenEPT1NODE | Emden (EPT1) (NO→DE) | NO | DE | 0 | 0 | 0 | 0 |  |  | Temporary set to 0 to avoid double counting with GUD --> Need an av GUD+Thyssengas = new edgename | ok | ok | ok | ok | ok | ok |  | bFZK | 21X-DE-G-A0A0A-U | 21Z000000000145T | 2021-09-28 22:43
ITP-00080 | Emden (EPT1) (OGE) | DE-TSO-0009 | Open Grid Europe | entry | EmdenEPT1NODE | Emden (EPT1) (NO→DE) | NO | DE | 1 | 1 | 1 | sum | sum | sum | 1 because only flow reported Europipe 1; only DE entry has data; drop no-tso-0001itp-00209exit to avoid double-counting | ok | ok | ok | ok | ok | ok |  |  | 21X-DE-C-A0A0A-T | 21Z0000000000503 | 2021-04-16 09:26
ITP-00160 | Emden (EPT1) (GTS) | NL-TSO-0001 | GTS | entry | EmdenEPT1NONL | Emden (EPT1) (NO→NL) | NO | NL | 1 | 1 | 1 | 1 | 1 | 1 | Europipe 1; only NL entry has data, timeseries complete; drop no-tso-0001itp-00209exit to avoid double-counting; capacity to NL cannot be true, 24 TWh/d???; need to find a solution for this errornous data | > map19 until 03/2020 | ok | ok | ok | ok | ok | 1 |  | 21X-NL-A-A0A0A-Z | 21Z000000000055U | 2021-04-02 15:07
ITP-00075 | Emden (NPT) (Thyssengas) | DE-TSO-0002 | Thyssengas | exit | EmdenNPTDENO | Emden (NPT) (DE→NO) | DE | NO | min | min | max | av |  |  | Norpipe; no flow data; capacity zero | ok | ok | ok | ok
ITP-00086 | Emden (NPT) (GUD) | DE-TSO-0005 | Gasunie Deutschland | exit | EmdenNPTDENO | Emden (NPT) (DE→NO) | DE | NO | min | min | max | av |  |  |  | ok | ok | ok | ok
ITP-00108 | Emden (NPT) (OGE) | DE-TSO-0009 | Open Grid Europe | exit | EmdenNPTDENO | Emden (NPT) (DE→NO) | DE | NO | min | min | max | av |  |  |  | ok | ok | ok | ok |  |  |  |  | 21X-DE-C-A0A0A-T | 21Z000000000048R | 2015-03-17 17:10
ITP-00161 | Emden (NPT) (GTS) | NL-TSO-0001 | GTS | exit | EmdenNPTNLNO | Emden (NPT) (NL→NO) | NL | NO | min | min | max | av |  |  | Norpipe; no flow data; capacity zero; no GCV data | ok | ok | ok | ok |  |  |  |  | 21X-NL-A-A0A0A-Z | 21Z000000000054W | 2016-07-08 22:12
ITP-00210 | Emden (NPT) (Gassco) | NO-TSO-0001 | Gassco | entry | EmdenNPTNLNO | Emden (NPT) (NL→NO) | NL | NO | min | min | max | av |  |  |  | ok | ok | ok | ok
ITP-00075 | Emden (NPT) (Thyssengas) | DE-TSO-0002 | Thyssengas | entry | EmdenNPTNODE | Emden (NPT) (NO→DE) | NO | DE | min | min | max | av |  |  | Norpipe; no flow data; capacity zero; GCV given for a single day | ok | ok | ok | ok
ITP-00086 | Emden (NPT) (GUD) | DE-TSO-0005 | Gasunie Deutschland | entry | EmdenNPTNODE | Emden (NPT) (NO→DE) | NO | DE | min | min | max | av |  |  |  | ok | ok | ok | ok
ITP-00108 | Emden (NPT) (OGE) | DE-TSO-0009 | Open Grid Europe | entry | EmdenNPTNODE | Emden (NPT) (NO→DE) | NO | DE | min | min | max | av |  |  |  | ok | ok | ok | ok |  |  |  |  | 21X-DE-C-A0A0A-T | 21Z000000000048R | 2015-09-03 09:24
ITP-00161 | Emden (NPT) (GTS) | NL-TSO-0001 | GTS | entry | EmdenNPTNONL | Emden (NPT) (NO→NL) | NO | NL | min | min | max | av |  |  | Norpipe; some NL entry data, but all zero, including GCV | ok | ok | ok | ok |  |  |  |  | 21X-NL-A-A0A0A-Z | 21Z000000000054W | 2016-07-08 22:12
ITP-00210 | Emden (NPT) (Gassco) | NO-TSO-0001 | Gassco | exit | EmdenNPTNONL | Emden (NPT) (NO→NL) | NO | NL | min | min | max | av |  |  |  | ok | ok | ok | ok
ITP-00112 | Eynatten 1 (BE) // Lichtenbusch / Raeren (DE) | BE-TSO-0001 | Fluxys Belgium | exit | Eynatten1BEDE | Eynatten 1 / Lichtenbusch / Raeren (BE→DE) | BE | DE | min | min | 0 | av |  |  |  | ok | ok | ok | ok |  |  |  |  | 21X-BE-A-A0A0A-Y | 21Z0000000000155 | 2017-12-13 11:28
ITP-00112 | Eynatten 1 (BE) // Lichtenbusch / Raeren (DE) | DE-TSO-0001 | GASCADE Gastransport | entry | Eynatten1BEDE | Eynatten 1 / Lichtenbusch / Raeren (BE→DE) | BE | DE | min | min | 1 | av |  |  |  | ok | ok | ok | ok |  |  |  |  | 21X-DE-H-A0A0A-L | 21Z0000000000155 | 2019-11-12 09:25
ITP-00112 | Eynatten 1 (BE) // Lichtenbusch / Raeren (DE) | BE-TSO-0001 | Fluxys Belgium | entry | Eynatten1DEBE | Eynatten 1 / Lichtenbusch / Raeren (DE→BE) | DE | BE | min | min | 0 | av |  |  |  | ok | ok | ok | ok |  |  |  |  | 21X-BE-A-A0A0A-Y | 21Z0000000000155 | 2021-05-28 07:01
ITP-00112 | Eynatten 1 (BE) // Lichtenbusch / Raeren (DE) | DE-TSO-0001 | GASCADE Gastransport | exit | Eynatten1DEBE | Eynatten 1 / Lichtenbusch / Raeren (DE→BE) | DE | BE | min | min | 1 | av |  |  |  | ok | ok | ok | ok |  |  |  |  | 21X-DE-H-A0A0A-L | 21Z0000000000155 | 2021-09-28 08:57
ITP-10009 | FAXE | PL-TSO-0002 | GAZ-SYSTEM | entry | FAXEDKPL | FAXE (DK→PL) | DK | PL | min | min | max | av | min | min | no data yet (1 June 2022) | no data | no data | no data | no data | no data | no data
ITP-10009 | FAXE | PL-TSO-0002 | GAZ-SYSTEM | exit | FAXEPLDK | FAXE (PL→DK) | PL | DK | min | min | max | av | min | min | no data yet (1 June 2022) | no data | no data | no data | no data | no data | no data
ITP-00022 | St. Fergus | NO-TSO-0001 | Gassco | exit | FergusNOUK | St. Fergus (NO→UK) | NO | UK | min | min | max | av |  |  |  | > map19 | ok | ok | > firmbooked |  |  | 1
ITP-00022 | St. Fergus | UK-TSO-0001 | National Grid Gas | entry | FergusNOUK | St. Fergus (NO→UK) | NO | UK | min | min | max | av |  |  | only UK entry contains data, timeseries complete | > map19 | ok | ok | > firmbooked |  |  | 1 |  | 21X-GB-A-A0A0A-7 | 21YSF-EC-------Q | 2021-09-30 16:08
ITP-00497 | GCP GAZ-SYSTEM/ONTRAS | DE-TSO-0003 | ONTRAS | exit | GCPDEPL | GCP (DE→PL) | DE | PL | min | min | max | av |  |  | data from April 2016 | ok | ok | ok | ok |  |  |  |  | 21X-DE-F-A0A0A-2 | 21Z000000000456C | 2016-02-22 11:54
ITP-00497 | GCP GAZ-SYSTEM/ONTRAS | PL-TSO-0002 | GAZ-SYSTEM | entry | GCPDEPL | GCP (DE→PL) | DE | PL | min | min | max | av |  |  |  | ok | ok | ok | ok |  |  |  |  | 21X-PL-A-A0A0A-B | 21Z000000000456C | 2021-09-15 06:16
ITP-00497 | GCP GAZ-SYSTEM/ONTRAS | DE-TSO-0003 | ONTRAS | entry | GCPPLDE | GCP (PL→DE) | PL | DE | min | min | av | av |  |  | minor flows, no firm capacity, diverging GCV values | ok | ok | diverging | ok |  |  |  |  | 21X-DE-F-A0A0A-2 | 21Z000000000456C | 2020-05-02 16:22
ITP-00497 | GCP GAZ-SYSTEM/ONTRAS | PL-TSO-0002 | GAZ-SYSTEM | exit | GCPPLDE | GCP (PL→DE) | PL | DE | min | min | av | av |  |  |  | ok | ok | diverging | ok |  |  |  |  | 21X-PL-A-A0A0A-B | 21Z000000000456C | 2021-10-01 06:35
ITP-00113 | GDLux (BE) / Bras Petange (LU) | BE-TSO-0001 | Fluxys Belgium | exit | GDLuxBELU | GDLux / Bras Petange (BE→LU) | BE | LU | min | min | max | av |  |  | capacity and bookings only on BE exit and only until Sep 2015 | incomplete | incomplete | ok | ok |  |  |  | Because of the market integration between the Luxembourg gas transmission system operator (TSO) Creos Luxembourg and Belgian TSO Fluxys Belgium, capacity is no longer to be booked on this point | 21X-BE-A-A0A0A-Y | 21Z0000000001070 | 2015-10-12 13:21 | 1
ITP-00113 | GDLux (BE) / Bras Petange (LU) | LU-TSO-0001 | Creos Luxembourg | entry | GDLuxBELU | GDLux / Bras Petange (BE→LU) | BE | LU | min | min | max | av |  |  |  | missing | missing | ok | ok |  |  |  | Because of the market integration between the Luxembourg gas transmission system operator (TSO) Creos Luxembourg and Belgian TSO Fluxys Belgium, capacity is no longer to be booked on this point | 21X000000001333E | 21Z0000000001070 | 2016-04-25 12:44 | 1
ITP-00113 | GDLux (BE) / Bras Petange (LU) | BE-TSO-0001 | Fluxys Belgium | entry | GDLuxLUBE | GDLux / Bras Petange (LU→BE) | LU | BE | min | min | max | av |  |  | flow zero; capacity and bookings only on BE entry and only until Sep 2015 | incomplete | incomplete | ok | ok |  |  |  | Because of the market integration between the Luxembourg gas transmission system operator (TSO) Creos Luxembourg and Belgian TSO Fluxys Belgium, capacity is no longer to be booked on this point | 21X-BE-A-A0A0A-Y | 21Z0000000001070 | 2015-10-12 13:21 | 1
ITP-00113 | GDLux (BE) / Bras Petange (LU) | LU-TSO-0001 | Creos Luxembourg | exit | GDLuxLUBE | GDLux / Bras Petange (LU→BE) | LU | BE | min | min | max | av |  |  |  | missing | missing | ok | ok |  |  |  | Because of the market integration between the Luxembourg gas transmission system operator (TSO) Creos Luxembourg and Belgian TSO Fluxys Belgium, capacity is no longer to be booked on this point | 21X000000001333E | 21Z0000000001070 | 2016-04-25 12:44 | 1
ITP-00074 | Gela | IT-TSO-0001 | Snam Rete Gas | entry | GelaLYIT | Gela (LY→IT) | LY | IT | min | min | max | av |  |  | only IT entry contains data, timeseriesses seem complete | ok | ok | ok | ok |  |  |  |  | 21X-IT-A-A0A0A-7 | 21Z000000000149L | 2021-09-15 18:52
ITP-00074 | Gela | LY-TSO-0001 | Green Stream | exit | GelaLYIT | Gela (LY→IT) | LY | IT | min | min | max | av |  |  |  | ok | ok | ok | ok
ITP-00440 | GMS Caushany | MD-TSO-0001 | Moldovatransgaz LLC | exit | GMSCaushanyMDUA | GMS Caushany (MD→UA) | MD | UA | min | min | max | av | min | min | no data | no data | no data | no data | no data | no data | no data
ITP-00440 | GMS Caushany | UA-TSO-0001 | Gas TSO UA | entry | GMSCaushanyMDUA | GMS Caushany (MD→UA) | MD | UA | min | min | max | av | min | min | no nom, renom, firm, firmbooked before June 2021 | ok | ok | ok | ok | ok | ok |  |  | 21X000000001397P | 21Z000000000179C | 2021-09-03 14:07
ITP-00049 | Gorizia (IT) /Šempeter (SI) | IT-TSO-0001 | Snam Rete Gas | exit | GoriziaITSI | Gorizia / Šempeter (IT→SI) | IT | SI | min | min | max | 0 |  |  | IT exit wrong by a factor of 1000 | ok | ok | ok | wrong |  |  |  |  | 21X-IT-A-A0A0A-7 | 21Z000000000044Z | 2021-06-15 16:38
ITP-00049 | Gorizia (IT) /Šempeter (SI) | SI-TSO-0001 | Plinovodi | entry | GoriziaITSI | Gorizia / Šempeter (IT→SI) | IT | SI | min | min | max | 1 |  |  |  | ok | ok | ok | ok |  |  |  |  | 21X-SI-A-A0A0A-8 | 21Z000000000044Z | 2021-01-25 22:07
ITP-00049 | Gorizia (IT) /Šempeter (SI) | IT-TSO-0001 | Snam Rete Gas | entry | GoriziaSIIT | Gorizia / Šempeter (SI→IT) | SI | IT | min | min | max | av |  |  |  | ok | ok | ok | ok |  |  |  |  | 21X-IT-A-A0A0A-7 | 21Z000000000044Z | 2021-09-05 18:57
ITP-00049 | Gorizia (IT) /Šempeter (SI) | SI-TSO-0001 | Plinovodi | exit | GoriziaSIIT | Gorizia / Šempeter (SI→IT) | SI | IT | min | min | max | av |  |  |  | ok | ok | ok | ok |  |  |  |  | 21X-SI-A-A0A0A-8 | 21Z000000000044Z | 2021-09-17 17:32
ITP-00258 | 's Gravenvoeren Dilsen (BE) // 's Gravenvoeren/Obbicht (NL) | BE-TSO-0001 | Fluxys Belgium | exit | GravenBENL | s Gravenvoeren Dilsen / 's Gravenvoeren/Obbicht (BE→NL) | BE | NL | min | min | max | av |  |  | flow zero | ok | ok | ok | ok |  |  |  |  | 21X-BE-A-A0A0A-Y | 21Z000000000169F | 2019-11-06 06:59
ITP-00258 | 's Gravenvoeren Dilsen (BE) // 's Gravenvoeren/Obbicht (NL) | NL-TSO-0001 | GTS | entry | GravenBENL | s Gravenvoeren Dilsen / 's Gravenvoeren/Obbicht (BE→NL) | BE | NL | min | min | max | av |  |  |  | ok | ok | ok | ok |  |  |  |  | 21X-NL-A-A0A0A-Z | 21Z000000000169F | 2020-02-26 16:08
ITP-00258 | 's Gravenvoeren Dilsen (BE) // 's Gravenvoeren/Obbicht (NL) | BE-TSO-0001 | Fluxys Belgium | entry | GravenNLBE | s Gravenvoeren Dilsen / 's Gravenvoeren/Obbicht (NL→BE) | NL | BE | min | min | max | av |  |  |  | ok | ok | partially | partially |  |  |  |  | 21X-BE-A-A0A0A-Y | 21Z000000000169F | 2017-12-13 11:28
ITP-00258 | 's Gravenvoeren Dilsen (BE) // 's Gravenvoeren/Obbicht (NL) | NL-TSO-0001 | GTS | exit | GravenNLBE | s Gravenvoeren Dilsen / 's Gravenvoeren/Obbicht (NL→BE) | NL | BE | min | min | max | av |  |  |  | ok | ok | ok | ok |  |  |  |  | 21X-NL-A-A0A0A-Z | 21Z000000000169F | 2020-02-26 16:08
ITP-00428 | Grebenyky | MD-TSO-0001 | Moldovatransgaz LLC | exit | GrebenykyMDUA | Grebenyky (MD→UA) | MD | UA | min | min | max | av | min | min | no data | no data | no data | no data | no data | no data | no data
ITP-00428 | Grebenyky | UA-TSO-0001 | Gas TSO UA | entry | GrebenykyMDUA | Grebenyky (MD→UA) | MD | UA | min | min | max | av | min | min | data since June 2021, all flow zero | ok | ok | ok | ok | ok | ok |  |  | 21X000000001397P | 21Z000000000178E | 2021-10-01 14:12
ITP-00428 | Grebenyky | MD-TSO-0001 | Moldovatransgaz LLC | entry | GrebenykyUAMD | Grebenyky (UA→MD) | UA | MD | min | min | max | av | min | min | no data | no data | no data | no data | no data | no data | no data
ITP-00428 | Grebenyky | UA-TSO-0001 | Gas TSO UA | exit | GrebenykyUAMD | Grebenyky (UA→MD) | UA | MD | min | min | max | av | min | min | no nom, renom, firm, firmbooked before June 2021, a big gap in 2021 | ok | ok | gap | gap | ok | ok |  |  | 21X000000001397P | 21Z000000000178E | 2021-09-02 14:10
ITP-00120 | Greifswald | RU-TSO-0002 | Nord Stream | entry | GreifswaldDERU_Fluxys | Greifswald (Fluxys) (DE→RU) | DE | RU | 0 | 0 | max | 0 |  |  | Nord Stream 1; only DE Fluxys exit has data, flow, bookings and GCV are zero | ok | ok | ok | ok
ITP-00297 | Greifswald / Fluxys Deutschland | DE-TSO-0018 | Fluxys Deutschland | exit | GreifswaldDERU_Fluxys | Greifswald (Fluxys) (DE→RU) | DE | RU | 1 | 1 | max | 1 |  |  |  | ok | ok | ok | ok |  |  |  |  | 21X0000000012388 | 21Z000000000255M | 2019-06-30 07:01
ITP-00120 | Greifswald | RU-TSO-0002 | Nord Stream | exit |  | Greifswald (RU→DE) | RU | DE | 0 | 0 | 0 | 0 | 0 | 0 |  | ok | ok | ok | ok
ITP-00247 | Greifswald / NEL | DE-TSO-0001 | GASCADE Gastransport | entry | GreifswaldRUDE | Greifswald (RU→DE) | RU | DE | sum | sum | max | 0 | sum | sum |  | no data | no data | no data | no data | no data
ITP-00250 | Greifswald / GOAL | DE-TSO-0015 | GOAL | entry | GreifswaldRUDE | Greifswald (RU→DE) | RU | DE | sum | sum | max | 0 | sum | sum | Nord Stream 1; no data | ok | ok | ok | > firmbooked |  |  | 1
ITP-00251 | Greifswald / OPAL | DE-TSO-0001 | GASCADE Gastransport | entry | GreifswaldRUDE | Greifswald (RU→DE) | RU | DE | sum | sum | max | 0 | sum | sum |  | no data | no data | no data | no data | no data
ITP-00297 | Greifswald / Fluxys Deutschland | DE-TSO-0018 | Fluxys Deutschland | entry | GreifswaldRUDE | Greifswald (RU→DE) | RU | DE | sum | sum | max | 0 | sum | sum | Nord Stream 1; only DE entry has data | ok | ok | ok | > firmbooked |  |  | 1 |  | 21X0000000012388 | 21Z000000000255M | 2021-09-08 07:01
ITP-00454 | Greifswald / LBTG (regulated) | DE-TSO-0020 | LBTG | entry | GreifswaldRUDE | Greifswald (RU→DE) | RU | DE | sum | sum | max | 0 | sum | sum | Nord Stream 1; only DE entry has data; LBTG entry data starts 11 Nov 2019 | ok | ok | ok | > firmbooked |  |  | 1 |  | 21X000000001309B | 21Z000000000241X | 2020-04-29 06:57
ITP-00491 | Greifswald / GUD | DE-TSO-0005 | Gasunie Deutschland | entry | GreifswaldRUDE | Greifswald (RU→DE) | RU | DE | sum | sum | max | 0 | sum | sum | Nord Stream 1; only DE entry has data | ok | ok | ok | > firmbooked |  |  | 1 |  | 21X-DE-D-A0A0A-K | 21Z000000000255M | 2020-10-01 15:22
ITP-00247 | Greifswald / NEL | DE-TSO-0017 | NEL Gastransport | entry | GreifswaldRUDE | Greifswald (RU→DE) | RU | DE | sum | sum | max | sum | sum | sum | Nord Stream 1; only DE entry has data; NEL and GUD entries coincide | ok | ok | ok | > firmbooked |  |  | 1 |  | 21X000000001143J | 21Z000000000255M | 2018-09-18 08:58
ITP-00251 | Greifswald / OPAL | DE-TSO-0016 | OPAL Gastransport | entry | GreifswaldRUDE | Greifswald (RU→DE) | RU | DE | sum | sum | max | sum | sum | sum | Nord Stream 1; only DE entry has data | ok | ok | ok | > firmbooked |  |  | 1 |  | 21X0000000011845 | 21Z000000000241X | 2019-10-22 09:24
ITP-00071 | Haanrade | DE-TSO-0002 | Thyssengas | exit | HaanradeDENL | Haanrade (L) (DE→NL) | DEL | NLL | min | min | max | av |  |  |  | ok | ok | no data | no data |  |  |  |  | 21X-DE-G-A0A0A-U | 21Z000000000240Z | 2015-12-01 18:09
ITP-00071 | Haanrade | NL-TSO-0001 | GTS | entry | HaanradeDENL | Haanrade (L) (DE→NL) | DEL | NLL | min | min | max | av |  |  |  | partially | partially | no data | no data |  |  |  |  | 21X-NL-A-A0A0A-Z | 21Z000000000240Z | 2020-10-28 15:08
ITP-00071 | Haanrade | DE-TSO-0002 | Thyssengas | entry | HaanradeNLDE | Haanrade (L) (NL→DE) | NLL | DEL | min | min | av | av |  |  |  | ok | ok | partially | partially |  |  |  |  | 21X-DE-G-A0A0A-U | 21Z000000000240Z | 2014-10-03 13:32
ITP-00071 | Haanrade | NL-TSO-0001 | GTS | exit | HaanradeNLDE | Haanrade (L) (NL→DE) | NLL | DEL | min | min | av | av |  |  |  | ok | ok | ok | ok |  |  |  |  | 21X-NL-A-A0A0A-Z | 21Z000000000240Z | 2020-02-26 16:08
ITP-00038 | Hilvarenbeek | BE-TSO-0001 | Fluxys Belgium | exit | HilvarenbeekBENL | Hilvarenbeek (L) (BE→NL) | BEL | NLL | min | min | max | max | https://transparency.entsog.eu/api/v1/operationaldata.xlsx?forceDownload=true&pointDirection=be-tso-0001itp-00038exit,nl-tso-0001itp-00038entry&from=2019-01-01&to=2022-10-12&indicator=Physical%20Flow,Firm%20Technical&periodType=day&timezone=CET&periodize=0&limit=-1&isTransportData=true&dataset=1 |  |  | ok | ok | ok | ok |  |  |  |  | 21X-BE-A-A0A0A-Y | 21Z000000000243T | 2017-12-13 11:28
ITP-00038 | Hilvarenbeek | NL-TSO-0001 | GTS | entry | HilvarenbeekBENL | Hilvarenbeek (L) (BE→NL) | BEL | NLL | min | min | max | max |  |  |  | ok | ok | ok | ok |  |  |  |  | 21X-NL-A-A0A0A-Z | 21Z000000000243T | 2021-04-08 15:02
ITP-00038 | Hilvarenbeek | BE-TSO-0001 | Fluxys Belgium | entry | HilvarenbeekNLBE | Hilvarenbeek (L) (NL→BE) | NLL | BEL | min | min | max | 0 |  |  | BE entry has periods of zero flow, use only NL exit | ok | ok | ok | partially zero |  |  |  |  | 21X-BE-A-A0A0A-Y | 21Z000000000243T | 2017-12-13 11:28
ITP-00038 | Hilvarenbeek | NL-TSO-0001 | GTS | exit | HilvarenbeekNLBE | Hilvarenbeek (L) (NL→BE) | NLL | BEL | min | min | max | 1 |  |  |  | ok | ok | ok | ok |  |  |  |  | 21X-NL-A-A0A0A-Z | 21Z000000000243T | 2016-04-06 22:10
ITP-00015 | Hora Svaté Kateřiny (CZ) / Deutschneudorf (Sayda) (DE) | CZ-TSO-0001 | NET4GAS | exit | HoraSaydaCZDE | Hora Svaté Kateřiny / Deutschneudorf (Sayda) (CZ→DE) | CZ | DE | min | min | max | av |  |  | there are flows from CZ to the Ontras network, and they fairly agree; averge; capacities both given, although decreased to zero in recent times |  |  | ok | [5 empty] | 21X000000001304L | 21Z0000000000228 | 2020-04-15 16:25
ITP-00015 | Hora Svaté Kateřiny (CZ) / Deutschneudorf (Sayda) (DE) | DE-TSO-0003 | ONTRAS | entry | HoraSaydaCZDE | Hora Svaté Kateřiny / Deutschneudorf (Sayda) (CZ→DE) | CZ | DE | min | min | max | av | [5 empty] | ok | [5 empty] | 21X-DE-F-A0A0A-2 | 21Z0000000000228 | 2021-05-20 11:14
ITP-00015 | Hora Svaté Kateřiny (CZ) / Deutschneudorf (Sayda) (DE) | CZ-TSO-0001 | NET4GAS | entry | HoraSaydaDECZ | Hora Svaté Kateřiny / Deutschneudorf (Sayda) (DE→CZ) | DE | CZ | min | min | max | av |  |  | flows agree, average | ok | ok | ok | ok |  |  |  |  | 21X000000001304L | 21Z0000000000228 | 2020-08-20 09:23
ITP-00015 | Hora Svaté Kateřiny (CZ) / Deutschneudorf (Sayda) (DE) | DE-TSO-0003 | ONTRAS | exit | HoraSaydaDECZ | Hora Svaté Kateřiny / Deutschneudorf (Sayda) (DE→CZ) | DE | CZ | min | min | max | av |  |  |  | ok | ok | ok | ok |  |  |  |  | 21X-DE-F-A0A0A-2 | 21Z0000000000228 | 2018-10-24 11:08
ITP-00024 | Imatra | FI-TSO-0003 | Gasgrid Finland | entry | ImatraRUFI | Imatra (RU→FI) | RU | FI | min | min | max | av | min | min | only FI entry contains data; data starts at 1 Jan 2020 | ok | ok | ok | ok | ok | ok |  |  | 21X000000001393X | 21Z000000000059M | 2021-09-29 13:55
ITP-00024 | Imatra | RU-TSO-0001 | Gazprom | exit | ImatraRUFI | Imatra (RU→FI) | RU | FI | min | min | max | av | min | min | no data | ok | ok | ok | ok | ok | ok
ITP-00087 | Isaccea (RO) - Orlovka (UA) I | RO-TSO-0001 | Transgaz | exit | Isaccea1ROUA | Isaccea / Orlovka I (RO→UA) | RO | UA | 1 | 1 | 1 | 1 |  |  | only from 2020, and it's zero | ok | ok | ok | ok |  |  |  |  | 21X-RO-A-A0A0A-S | 21Z000000000304Z | 2021-02-17 07:54
ITP-00087 | Isaccea (RO) - Orlovka (UA) I | UA-TSO-0001 | Gas TSO UA | entry | Isaccea1ROUA | Isaccea / Orlovka I (RO→UA) | RO | UA | 0 | 0 | 0 | 0 | [11 empty] | 21X000000001397P | 21Z000000000304Z | 2021-10-01 14:12
ITP-00087 | Isaccea (RO) - Orlovka (UA) I | RO-TSO-0001 | Transgaz | entry | Isaccea1UARO | Isaccea / Orlovka I (UA→RO) | UA | RO | min | 1 | max | max | min | min | coincide except short periods; lately, only RO entry is reporting flow, while in the past, sometimes only UA was reporting flow; so better take maximum of both flows; Isaccea 1 is also connected to RO national system, while Isaccea 2/3 go to separate node TBP and are only passing RO; they go to BG transit (BTG); GCV of UA exit looks errornous, consider only RO entry; bookings of UA exit are reported only for a short period and do not match RO entry, let's only take RO entry | ok | ok | ok | don't average? | ok | ok | 1 |  | 21X-RO-A-A0A0A-S | 21Z000000000304Z | 2021-04-22 13:50
ITP-00087 | Isaccea (RO) - Orlovka (UA) I | UA-TSO-0001 | Gas TSO UA | exit | Isaccea1UARO | Isaccea / Orlovka I (UA→RO) | UA | RO | min | 0 | max | max | min | min |  | ok | ok | ok | ok | ok | ok |  |  | 21X000000001397P | 21Z000000000304Z | 2021-09-02 14:10
ITP-00299 | Isaccea (RO) - Orlovka (UA) II | RO-TSO-0001 | Transgaz | exit | Isaccea2TBPUA | Isaccea / Orlovka II (Trans-Balkan Pipeline) (RO→UA) | TBP | UA | 1 | 1 | 1 | 1 |  |  | no data | ok | ok | ok | ok |  |  |  | No IA concluded and no interruptible services are offered at this point direction | 21X-RO-A-A0A0A-S | 21Z000000000305X | 2018-04-17 10:37 | 1
ITP-00299 | Isaccea (RO) - Orlovka (UA) II | RO-TSO-0001 | Transgaz | entry | Isaccea2UATBP | Isaccea / Orlovka II (Trans-Balkan Pipeline) (UA→RO) | UA | TBP | 0 | 0 | max | 1 | min | min | exit and entry flows do not agree, but seems that the sum of Isaccea 2/3 UA exits is approximately the sum of Isaccea 2/3 TBP entries; since the entries are complete timeseries, let's use those; Trans-Balkan Pipeline gets a separate node; almost no capacity and no bookings data! consider minimum nonetheless | missing | missing | ok | ok | ok | ok |  | No IA concluded and no firm and interruptible services are offered at this point direction | 21X-RO-A-A0A0A-S | 21Z000000000305X | 2018-04-17 13:12 | 1
ITP-00299 | Isaccea (RO) - Orlovka (UA) II | UA-TSO-0001 | Gas TSO UA | exit | Isaccea2UATBP | Isaccea / Orlovka II (Trans-Balkan Pipeline) (UA→RO) | UA | TBP | 0 | 0 | max | 0 | min | min |  | missing | missing | ok | ok | ok | ok
ITP-00300 | Isaccea (RO) - Orlovka (UA) III | RO-TSO-0001 | Transgaz | exit | Isaccea3TBPUA | Isaccea / Orlovka III (Trans-Balkan Pipeline) (RO→UA) | TBP | UA | 1 | 1 | 1 | 1 |  |  | no data | ok | ok | ok | ok |  |  |  | No IA concluded and no interruptible services are offered at this point direction | 21X-RO-A-A0A0A-S | 21Z000000000306V | 2018-04-17 11:42 | 1
ITP-00300 | Isaccea (RO) - Orlovka (UA) III | RO-TSO-0001 | Transgaz | entry | Isaccea3UATBP | Isaccea / Orlovka III (Trans-Balkan Pipeline) (UA→RO) | UA | TBP | 0 | 0 | max | 1 | min | min | exit and entry do not agree, but seems that the sum of Isaccea 2/3 UA exits is approximately the sum of Isaccea 2/3 TBP entries; since the entries are complete timeseries, let's use those; Trans-Balkan Pipeline gets a separate node; no capacity and no bookings data! consider minimum nonetheless; GCV of UA exit looks errornous, consider only TBP entry | missing | missing | ok | ok | ok | ok |  | No IA concluded and no firm and interruptible services are offered at this point direction | 21X-RO-A-A0A0A-S | 21Z000000000306V | 2018-04-17 13:42 | 1
ITP-00300 | Isaccea (RO) - Orlovka (UA) III | UA-TSO-0001 | Gas TSO UA | exit | Isaccea3UATBP | Isaccea / Orlovka III (Trans-Balkan Pipeline) (UA→RO) | UA | TBP | 0 | 0 | max | 0 | min | min |  | missing | missing | ok | ok | ok | ok
ITP-00063 | Julianadorp (GTS) /Balgzand (BBL) | NL-TSO-0001 | GTS | entry | JulianadorpBBLNL | Julianadorp / Balgzand (UK/BBL→NL) | BBL | NL | 0 | 0 | max | 0 |  |  | BBL; flows zero, better take those at Bacton; cap is zero, also better to take values from Bacton; GCV only partially given |  |  | ok
ITP-00063 | Julianadorp (GTS) /Balgzand (BBL) | UK-TSO-0004 | BBL company | exit | JulianadorpBBLNL | Julianadorp / Balgzand (UK/BBL→NL) | BBL | NL | 0 | 0 | max | 0 | [5 empty] | ok | [5 empty] | 21X-NL-B-A0A0A-Q | 21Z000000000087H | 2018-01-17 20:25
ITP-00063 | Julianadorp (GTS) /Balgzand (BBL) | NL-TSO-0001 | GTS | exit | JulianadorpNLBBL | Julianadorp / Balgzand (NL→UK/BBL) | NL | BBL | min | min | max | 0 |  |  | BBL; flows only reported until end 2018, then zero; better take data from Bacton |  |  | ok
ITP-00063 | Julianadorp (GTS) /Balgzand (BBL) | UK-TSO-0004 | BBL company | entry | JulianadorpNLBBL | Julianadorp / Balgzand (NL→UK/BBL) | NL | BBL | 0 | 0 | max | 0 | [5 empty] | ok | [5 empty] | 21X-NL-B-A0A0A-Q | 21Z000000000087H | 2018-01-17 20:25
ITP-00281 | Jura | CH-DSO-0003 | Gaznat | exit | JuraCHFR | Jura (CH→FR) | CH | FR | 0 | 0 | 0 | 0 |  |  | no data | ok | ok | ok | ok
ITP-00281 | Jura | FR-TSO-0003 | GRTgaz | entry | JuraCHFR | Jura (CH→FR) | CH | FR | 1 | 1 | 1 | 1 |  |  | only sporadic data | ok | ok | ok | ok |  |  |  | No capacities are currently sold in the backhaul direction | 21X-FR-A-A0A0A-S | 21Z0000000003786 | 2015-11-26 18:05 | 1
ITP-00281 | Jura | CH-DSO-0003 | Gaznat | entry | JuraFRCH | Jura (FR→CH) | FR | CH | 0 | 0 | 0 | 0 |  |  | no data | ok | ok | ok | ok
ITP-00281 | Jura | FR-TSO-0003 | GRTgaz | exit | JuraFRCH | Jura (FR→CH) | FR | CH | 1 | 1 | 1 | 1 |  |  | flow and firm capacity until March 2020 | ok | ok | ok | ok |  |  |  |  | 21X-FR-A-A0A0A-S | 21Z0000000003786 | 2020-02-25 20:37
ITP-00053 | Karksi | EE-TSO-0001 | Elering | exit | KarksiEELV | Karksi (EE→LV) | EE | LV | min | min | max | av |  |  | no way to check, does not exist anymore on the TP | [6 empty] | 1 |  | 10X1001A1001A39W | 21Z000000000152W | 2019-10-14 07:33
ITP-00053 | Karksi | LV-TSO-0001 | Conexus | entry | KarksiEELV | Karksi (EE→LV) | EE | LV | min | min | max | av | [9 empty] | 1 |  | 21X000000001379R | 21Z000000000152W | 2019-11-24 14:13
ITP-00053 | Karksi | EE-TSO-0001 | Elering | entry | KarksiLVEE | Karksi (LV→EE) | LV | EE | min | min | max | av |  |  | no way to check, does not exist anymore on the TP | [6 empty] | 1 |  | 10X1001A1001A39W | 21Z000000000152W | 2020-01-13 21:17
ITP-00053 | Karksi | LV-TSO-0001 | Conexus | exit | KarksiLVEE | Karksi (LV→EE) | LV | EE | min | min | max | av | [9 empty] | 1 |  | 21X000000001379R | 21Z000000000152W | 2019-12-20 14:11
ITP-00070 | Kiefersfelden | DE-TSO-0010 | bayernets | exit | KiefersfeldenDEAT | Kiefersfelden (DE→AT) | DE | AT | 1 | 1 | 1 | 1 |  |  | no flow, capacity zero | ok | ok | missing | missing |  |  |  |  | 21X-DE-A-A0A0A-A | 21Z000000000038U | 2014-08-07 20:15
ITP-00070 | Kiefersfelden | AT-TSO-0004 | TIGAS | entry | KiefersfeldenDEAT | Kiefersfelden (DE→AT) | DE | AT | 0 | 0 | 0 | 0 |  |  | no data | ok | ok | ok | ok
ITP-00291 | VIP Kiefersfelden-Pfronten | DE-TSO-0010 | bayernets | exit | KiefPfrontDEAT | VIP Kiefersfelden-Pfronten (DE→AT) | DE | AT | 1 | 1 | 1 | 1 |  |  | VIP Kiefersfelden-Pfronten representing flows at Kiefersfelden, Kiefersfelden-Kufstein and Pfronten (mostly no data at the physical points, otherwise agreeing with the VIP data) |  |  | ok | [5 empty] | 21X-DE-A-A0A0A-A | 21Z0000000002895 | 2021-10-01 08:25
ITP-00054 | Kiemenai | LT-TSO-0001 | Amber Grid | exit | KiemenaiLTLV | Kiemenai (LT→LV) | LT | LV | min | min | max | av |  |  | zero gcv for some periods with flow | ok | ok | zero although flow exists | ok |  |  |  |  | 21X000000001308D | 21Z000000000153U | 2020-05-13 20:05
ITP-00054 | Kiemenai | LV-TSO-0001 | Conexus | entry | KiemenaiLTLV | Kiemenai (LT→LV) | LT | LV | min | min | max | av |  |  |  | ok | ok | missing | ok |  |  |  |  | 21X000000001379R | 21Z000000000153U | 2021-07-30 12:22
ITP-00054 | Kiemenai | LT-TSO-0001 | Amber Grid | entry | KiemenaiLVLT | Kiemenai (LV→LT) | LV | LT | min | min | max | av |  |  | zero gcv for some periods with flow | ok | ok | zero although flow exists | ok |  |  |  |  | 21X000000001308D | 21Z000000000153U | 2020-05-13 20:05
ITP-00054 | Kiemenai | LV-TSO-0001 | Conexus | exit | KiemenaiLVLT | Kiemenai (LV→LT) | LV | LT | min | min | max | av |  |  |  | ok | ok | missing | ok |  |  |  |  | 21X000000001379R | 21Z000000000153U | 2021-07-30 12:22
ITP-00046 | Kipi (TR) / Kipi (GR) | GR-TSO-0001 | DESFA | exit | KipiGRTR | Kipi (EL→TR) | GR | TR | 1 | 1 | max | 1 |  |  | only GR exit contains data, all zero | ok | ok | ok | ok |  |  |  |  | 21X-GR-A-A0A0A-G | 21Z000000000233W | 2021-04-29 14:14
ITP-00046 | Kipi (TR) / Kipi (GR) | TR-TSO-0001 | Botas | entry | KipiGRTR | Kipi (EL→TR) | GR | TR | 0 | 0 | max | 0 |  |  |  | ok | ok | ok | ok
ITP-00046 | Kipi (TR) / Kipi (GR) | GR-TSO-0001 | DESFA | entry | KipiTRGR | Kipi (TR→EL) | TR | GR | min | min | max | av | min | min | only GR Desfa entry contains data; beware of outliers in GCV data | ok | ok | zero although flow exists | ok | ok | ok | 1 |  | 21X-GR-A-A0A0A-G | 21Z000000000233W | 2021-09-24 14:44
ITP-00046 | Kipi (TR) / Kipi (GR) | GR-TSO-0002 | DESFA | entry | KipiTRGR | Kipi (TR→EL) | TR | GR | min | min | max | av | min | min | will this contain data in the future? | ok | ok | zero although flow exists | ok | ok | ok | 1
ITP-00046 | Kipi (TR) / Kipi (GR) | TR-TSO-0001 | Botas | exit | KipiTRGR | Kipi (TR→EL) | TR | GR | 0 | 0 | max | 0 | 0 | 0 |  | ok | ok | zero although flow exists | ok | ok | ok | 1
ITP-00274 | Kipoi | AL-TSO-0001 | TAP AG | entry | KipoiTANAPTAP | Kipoi (TANAP→TAP) | AZ | TAP | min | min | max | av |  |  | TANAP; only TAP entry contains flow values; values since 15 Nov 2020, first flow and GCV values since 30 Dec 2020 | ok | ok | ok | ok |  |  |  |  | 21X000000001376X | 21Z0000000004758 | 2021-08-29 20:42
ITP-00274 | Kipoi | TR-TSO-0002 | SOCAR | exit | KipoiTANAPTAP | Kipoi (TANAP→TAP) | AZ | TAP | min | min | max | av |  |  |  | ok | ok | ok | ok
ITP-00274 | Kipoi | AL-TSO-0001 | TAP AG | exit | KipoiTAPTANAP | Kipoi (TAP→TANAP) | TAP | AZ | 1 | 1 | 1 | 1 |  |  | TANAP; no data | ok | ok | ok | ok
ITP-00529 | Kireevo (BG) / Zaychar (RS) | BG-TSO-0001 | Bulgartransgaz | exit | KireevoBGRS | Kireevo / Zaychar (BG→RS) | BG | RS | 1 | 1 | 1 | 1 |  |  | data since Jan 2021 | ok | ok | ok | ok |  |  |  |  | 21X-BG-A-A0A0A-C | 58Z-000000007-KZ | 2021-02-23 15:23
ITP-00529 | Kireevo (BG) / Zaychar (RS) | RS-TSO-0003 | GASTRANS | entry | KireevoBGRS | Kireevo / Zaychar (BG→RS) | BG | RS | 0 | 0 | 0 | 0 |  |  | no data | ok | ok | ok | ok
ITP-00529 | Kireevo (BG) / Zaychar (RS) | BG-TSO-0001 | Bulgartransgaz | entry | KireevoRSBG | Kireevo / Zaychar (RS→BG) | RS | BG | 1 | 1 | 1 | 1 |  |  | data since Jan 2021; flow is zero | ok | ok | ok | ok |  |  |  |  | 21X-BG-A-A0A0A-C | 58Z-000000007-KZ | 2021-07-14 13:15
ITP-00529 | Kireevo (BG) / Zaychar (RS) | RS-TSO-0003 | GASTRANS | exit | KireevoRSBG | Kireevo / Zaychar (RS→BG) | RS | BG | 0 | 0 | 0 | 0 |  |  | no data | ok | ok | ok | ok
ITP-10013 | Kiskundorozsma-2 (HU) / Horgos (RS) | HU-TSO-0001 | FGSZ | exit | Kiskun2HURS | Kiskundorozsma-2 / Horgos (HU→RS) | HU | RS | 1 | 1 | 1 | 1 |  |  | data since Oct 2021, all zero | ok | ok | ok | ok
ITP-10013 | Kiskundorozsma-2 (HU) / Horgos (RS) | RS-TSO-0003 | GASTRANS | entry | Kiskun2HURS | Kiskundorozsma-2 / Horgos (HU→RS) | HU | RS | 0 | 0 | 0 | 0 |  |  | no data | ok | ok | ok | ok
ITP-10013 | Kiskundorozsma-2 (HU) / Horgos (RS) | HU-TSO-0001 | FGSZ | entry | Kiskun2RSHU | Kiskundorozsma-2 / Horgos (RS→HU) | RS | HU | 1 | 1 | 1 | 1 |  |  | data since Oct 2021 | ok | ok | ok | ok
ITP-10013 | Kiskundorozsma-2 (HU) / Horgos (RS) | RS-TSO-0003 | GASTRANS | exit | Kiskun2RSHU | Kiskundorozsma-2 / Horgos (RS→HU) | RS | HU | 0 | 0 | 0 | 0 |  |  | no data | ok | ok | ok | ok
ITP-00055 | Kiskundorozsma | HU-TSO-0001 | FGSZ | exit | KiskunHURS | Kiskundorozsma (HU→RS) | HU | RS | 1 | 1 | 1 | 1 |  |  |  | ok | ok | gap | ok |  |  |  |  | 21X-HU-A-A0A0A-8 | 21Z000000000154S | 2018-09-07 22:03
ITP-00055 | Kiskundorozsma | RS-TSO-0001 | Srbijagas | entry | KiskunHURS | Kiskundorozsma (HU→RS) | HU | RS | 0 | 0 | 0 | 0 |  |  | no data | ok | ok | ok | ok
ITP-00445 | Kobryn | BY-TSO-0001 | Gazprom Belarus | exit | KobrynBYUA | Kobryn (BY→UA) | BY | UA | 0 | 0 | 0 | 0 | 0 | 0 | no data | no data | no data | no data | no data | no data | no data
ITP-00445 | Kobryn | UA-TSO-0001 | Gas TSO UA | entry | KobrynBYUA | Kobryn (BY→UA) | BY | UA | 1 | 1 | 1 | 1 | 1 | 1 | data from Jan 2015 until Nov 2019, only physical flow and GCV | no data | no data | ok | ok | no data | no data
ITP-00275 | Komotini | AL-TSO-0001 | TAP AG | entry | KomotiniIGBTAP | Komotini (EL/IGB→TAP) | IGB | TAP | min | min | max | av | min | min | no flow | ok | ok | ok | ok | ok | ok
ITP-00275 | Komotini | BG-TSO-0003 | ICGB | exit | KomotiniIGBTAP | Komotini (EL/IGB→TAP) | IGB | TAP | min | min | max | av | min | min | no flow | ok | ok | ok | ok | ok | ok
ITP-00275 | Komotini | AL-TSO-0001 | TAP AG | exit | KomotiniTAPIGB | Komotini (TAP→EL/IGB) | TAP | IGB | min | min | max | av | min | min |  | ok | ok | ok | ok | ok | ok
ITP-00275 | Komotini | BG-TSO-0003 | ICGB | entry | KomotiniTAPIGB | Komotini (TAP→EL/IGB) | TAP | IGB | min | min | max | av | min | min |  | ok | ok | ok | ok | ok | ok
ITP-00104 | Kondratki | BY-TSO-0001 | Gazprom Belarus | exit | KondratkiBYPLYAM | Kondratki (BY→PL/Yamal) | BY | PLYAM | min | min | max | av | min | min |  | ok | ok | ok | ok | ok | ok
ITP-00104 | Kondratki | PL-TSO-0001 | GAZ-SYSTEM (ISO) | entry | KondratkiBYPLYAM | Kondratki (BY→PL/Yamal) | BY | PLYAM | min | min | max | av | min | min | we make a separate node in PL for YAMAL; only PL entry has data; timeseries seems complete | ok | ok | ok | ok | ok | ok |  |  | 21V000000000003V | 21Z0000000000066 | 2021-09-06 06:12
ITP-00085 | Kotlovka | BY-TSO-0001 | Gazprom Belarus | exit | KotlovkaBYLT | Kotlovka (BY→LT) | BY | LT | min | min | max | av | min | min |  | ok | ok | ok | ok | ok | ok
ITP-00085 | Kotlovka | LT-TSO-0001 | Amber Grid | entry | KotlovkaBYLT | Kotlovka (BY→LT) | BY | LT | min | min | max | av | min | min | only LT entry has flow data; timeseries seems complete | ok | ok | ok | many gaps lately | some gaps lately | ok |  |  | 21X000000001308D | 21Z000000000156O | 2020-05-13 20:05
ITP-00128 | Kulata (BG) / Sidirokastron (GR) | BG-TSO-0001 | Bulgartransgaz | exit | KulataBGGR | Kulata / Sidirokastron (BG→EL) | BG | GR | min | min | 1 | av |  |  |  | ok | partially > firm | ok | ok |  |  |  |  | 21X-BG-A-A0A0A-C | 21Z000000000020C | 2021-06-04 14:24
ITP-00128 | Kulata (BG) / Sidirokastron (GR) | GR-TSO-0001 | DESFA | entry | KulataBGGR | Kulata / Sidirokastron (BG→EL) | BG | GR | min | min | 0 | av |  |  | GCV has some spikes to unphysical values, otherwise flat at 11.0, better take from BG exit | ok | partially > firm | unphysical spikes | ok |  |  |  |  | 21X-GR-A-A0A0A-G | 21Z000000000020C | 2021-09-24 14:44
ITP-00128 | Kulata (BG) / Sidirokastron (GR) | BG-TSO-0001 | Bulgartransgaz | entry | KulataGRBG | Kulata / Sidirokastron (EL→BG) | GR | BG | min | min | max | av |  |  |  | ok | ok | ok | ok |  |  |  |  | 21X-BG-A-A0A0A-C | 21Z000000000020C | 2021-06-04 14:27
ITP-00128 | Kulata (BG) / Sidirokastron (GR) | GR-TSO-0001 | DESFA | exit | KulataGRBG | Kulata / Sidirokastron (EL→BG) | GR | BG | min | min | max | av |  |  |  | ok | ok | ok | ok |  |  |  |  | 21X-GR-A-A0A0A-G | 21Z000000000020C | 2021-09-24 14:44
ITP-00036 | Kyustendil (BG) / Zidilovo (MK) | BG-TSO-0001 | Bulgartransgaz | exit | KyustendilBGMK | Kyustendil / Zidilovo (BG→MK) | BG | MK | 1 | 1 | 1 | 1 |  |  |  | ok | ok | ok | ok |  |  |  |  | 21X-BG-A-A0A0A-C | 21Z000000000137S | 2020-02-10 15:05
ITP-00036 | Kyustendil (BG) / Zidilovo (MK) | MK-TSO-0002 | GA-MA - Skopje | entry | KyustendilBGMK | Kyustendil / Zidilovo (BG→MK) | BG | MK | 0 | 0 | 0 | 0 |  |  | no data | ok | ok | ok | ok
ITP-00051 | Lanžhot | CZ-TSO-0001 | NET4GAS | exit | LanzhotCZSK | Lanžhot (CZ→SK) | CZ | SK | min | min | max | 1 |  |  | SK entry flow somehow zero until 31 Aug 2018, after that it agrees with CZ exit; CZ exit seems complete; use only CZ exit |  |  | ok | [5 empty] | 21X000000001304L | 21Z000000000061Z | 2020-04-15 16:25
ITP-00051 | Lanžhot | SK-TSO-0001 | eustream | entry | LanzhotCZSK | Lanžhot (CZ→SK) | CZ | SK | min | min | max | 0 | [5 empty] | ok
ITP-00051 | Lanžhot | CZ-TSO-0001 | NET4GAS | entry | LanzhotSKCZ | Lanžhot (SK→CZ) | SK | CZ | min | min | max | 1 |  |  | SK exit flow somehow zero until 31 Aug 2018, after that it agrees with CZ entry; CZ entry seems complete; use only CZ entry |  |  | ok | [5 empty] | 21X000000001304L | 21Z000000000061Z | 2020-04-15 13:44
ITP-00051 | Lanžhot | SK-TSO-0001 | eustream | exit | LanzhotSKCZ | Lanžhot (SK→CZ) | SK | CZ | min | min | max | 0 | [5 empty] | ok
ITP-00227 | RC Lindau | AT-DSO-0001 | Vorarlberger Erdgas | exit | LindauATDE | RC Lindau (AT→DE) | AT | DE | min | min | max | av | [5 empty] | ok
ITP-00227 | RC Lindau | DE-TSO-0014 | terranets bw | entry | LindauATDE | RC Lindau (AT→DE) | AT | DE | min | min | max | av |  |  | no data |  |  | ok |  |  |  |  | no counterflow | 21X000000001163D | 21Z000000000252S | 2021-09-08 16:50 | 1
ITP-00227 | RC Lindau | AT-DSO-0001 | Vorarlberger Erdgas | entry | LindauDEAT | RC Lindau (DE→AT) | DE | AT | 0 | 0 | max | av |  |  | only DE exit flows given; TNBW and bayernets agreeing with each other, representing the same flow, average; exit capacities assumed to be separately reported, sum |  |  | ok
ITP-00227 | RC Lindau | DE-TSO-0010 | bayernets | exit | LindauDEAT | RC Lindau (DE→AT) | DE | AT | sum | sum | max | av | [5 empty] | ok | [5 empty] | 21X-DE-A-A0A0A-A | 21Z000000000252S | 2021-10-01 08:25
ITP-00227 | RC Lindau | DE-TSO-0014 | terranets bw | exit | LindauDEAT | RC Lindau (DE→AT) | DE | AT | sum | sum | max | av | [5 empty] | ok | [5 empty] | 21X000000001163D | 21Z000000000252S | 2020-09-01 18:04
ITP-00501 | Lubmin II | DE-TSO-0018 | Fluxys Deutschland | exit | Lubmin2DERU | Lubmin II (DE→RU) | DE | RU | 1 | 1 | 1 | 1 |  |  | only capacity and bookings data, all zero |  | ok | ok | ok
ITP-00501 | Lubmin II | DE-TSO-0018 | Fluxys Deutschland | entry | Lubmin2RUDE | Lubmin II (RU→DE) | RU | DE | 0 | 0 | max | sum | sum | sum | Nord Stream 2; only DE entry has data, all zero, data starts 1 Jan 2020; cannot yet tell for certain what to sum and what to average; DO NOT ACCOUNT FOR CAPACITY FOR THE MOMENT |  | ok | ok | ok | ok | ok |  |  | 21X0000000012388 | 21Z0000000004790 | 2020-11-18 07:03
ITP-00501 | Lubmin II | DE-TSO-0001 | GASCADE Gastransport | entry | Lubmin2RUDE | Lubmin II (RU→DE) | RU | DE | 0 | 0 | max | sum | sum | sum | Nord Stream 2; only DE entry has data, all zero, data starts 1 Jan 2020; cannot yet tell what to sum and what to average, so keep separated for now; DO NOT ACCOUNT FOR CAPACITY FOR THE MOMENT |  | ok | ok | ok | ok | ok |  |  | 21X-DE-H-A0A0A-L | 21Z0000000004790 | 2020-12-02 13:43
ITP-00501 | Lubmin II | DE-TSO-0005 | Gasunie Deutschland | entry | Lubmin2RUDE | Lubmin II (RU→DE) | RU | DE | 0 | 0 | max | sum | sum | sum | Nord Stream 2; only DE entry has data, all zero, data starts 1 Jan 2020; cannot yet tell what to sum and what to average, so keep separated for now; DO NOT ACCOUNT FOR CAPACITY FOR THE MOMENT |  | ok | ok | ok | ok | ok |  |  | 21X-DE-D-A0A0A-K | 21Z0000000004790 | 2020-11-30 22:34
ITP-00501 | Lubmin II | DE-TSO-0003 | ONTRAS | entry | Lubmin2RUDE | Lubmin II (RU→DE) | RU | DE | 0 | 0 | max | sum | sum | sum | Nord Stream 2; only DE entry has data, all zero, data starts 1 Jan 2020; cannot yet tell what to sum and what to average, so keep separated for now; DO NOT ACCOUNT FOR CAPACITY FOR THE MOMENT |  | ok | ok | ok | ok | ok |  |  | 21X-DE-F-A0A0A-2 | 21Z0000000004790 | 2020-11-17 13:14
ITP-00493 | Luhamaa | LV-TSO-0001 | Conexus | exit | LuhamaaLVRU | Luhamaa (LV→RU) | LV | RU | min | min | max | av | min | min | no GCV data | ok | ok | missing | ok |  |  |  |  | 21X000000001379R | 38ZEEG-0007107-I | 2021-02-02 12:00
ITP-00493 | Luhamaa | EE-TSO-0001 | Elering | exit | LuhamaaLVRU | Luhamaa (LV→RU) | LV | RU | min | min | max | av | min | min | no GCV data | ok | ok | missing | ok |  |  |  | According to agreement between parties Conexus is providing data on behalf of Elering. | 10X1001A1001A39W | 38ZEEG-0007107-I | 2021-09-27 12:24 | 1
ITP-00493 | Luhamaa | RU-TSO-0001 | Gazprom | entry | LuhamaaLVRU | Luhamaa (LV→RU) | LV | RU | 0 | 0 | 0 | 0 | 0 | 0 | no data | ok | ok | ok | ok | ok | ok
ITP-00493 | Luhamaa | LV-TSO-0001 | Conexus | entry | LuhamaaRULV | Luhamaa (RU→LV) | RU | LV | min | min | max | av | min | min | no GCV data | ok | ok | missing | ok | gaps | gaps |  |  | 21X000000001379R | 38ZEEG-0007107-I | 2021-08-19 16:06
ITP-00493 | Luhamaa | EE-TSO-0001 | Elering | entry | LuhamaaRULV | Luhamaa (RU→LV) | RU | LV | min | min | max | av | min | min | no GCV data | ok | ok | missing | ok |  |  |  | According to agreement between parties Conexus is providing data on behalf of Elering. | 10X1001A1001A39W | 38ZEEG-0007107-I | 2021-09-27 12:13 | 1
ITP-00493 | Luhamaa | RU-TSO-0001 | Gazprom | exit | LuhamaaRULV | Luhamaa (RU→LV) | RU | LV | 0 | 0 | 0 | 0 | 0 | 0 | no data | ok | ok | ok | ok | ok | ok
ITP-00098 | Lwowek | PL-TSO-0001 | GAZ-SYSTEM (ISO) | exit | LwowekPLYAMPL | Lwowek (PL/Yamal→PL) | PLYAM | PL | min | min | max | av |  |  | no flow or GCV data | ok | ok | missing | missing
ITP-00098 | Lwowek | PL-TSO-0002 | GAZ-SYSTEM | entry | LwowekPLYAMPL | Lwowek (PL/Yamal→PL) | PLYAM | PL | min | min | max | av |  |  |  | ok | ok | missing | missing
ITP-00096 | Mallnow | DE-TSO-0001 | GASCADE Gastransport | exit | MallnowDEPLYAM | Mallnow (DE→PL/Yamal) | DE | PLYAM | min | min | max | av |  |  | flow had descrepancies in the past, but nowadays ok, let's average; firm technical and booked not always agreeing, must apply the lesser rule | ok | ok | ok | ok |  |  |  |  | 21X-DE-H-A0A0A-L | 21Z000000000056S | 2020-12-11 10:00
ITP-00096 | Mallnow | PL-TSO-0001 | GAZ-SYSTEM (ISO) | entry | MallnowDEPLYAM | Mallnow (DE→PL/Yamal) | DE | PLYAM | min | min | max | av |  |  |  | ok | ok | ok | ok |  |  |  |  | 21V000000000003V | 21Z000000000056S | 2021-03-27 06:02
ITP-00096 | Mallnow | DE-TSO-0001 | GASCADE Gastransport | entry | MallnowPLYAMDE | Mallnow (PL/Yamal→DE) | PLYAM | DE | min | min | max | av |  |  | flow had descrepancies in the past, but nowadays ok, let's average; firm technical and booked not always agreeing, must apply the lesser rule | ok | ok | ok | ok |  |  |  |  | 21X-DE-H-A0A0A-L | 21Z000000000056S | 2020-06-02 09:36
ITP-00096 | Mallnow | PL-TSO-0001 | GAZ-SYSTEM (ISO) | exit | MallnowPLYAMDE | Mallnow (PL/Yamal→DE) | PLYAM | DE | min | min | max | av |  |  |  | ok | ok | ok | ok |  |  |  |  | 21V000000000003V | 21Z000000000056S | 2021-10-01 06:35
ITP-00093 | Mazara del Vallo | IT-TSO-0001 | Snam Rete Gas | entry | MazaraTNIT | Mazara del Vallo (TN→IT) | TN | IT | min | min | av | av |  |  | only IT entry contains data, timeseries complete | ok | ok |  | ok |  |  |  |  | 21X-IT-A-A0A0A-7 | 21Z000000000080V | 2021-04-08 18:42
ITP-00093 | Mazara del Vallo | TN-TSO-0001 | TMPC | exit | MazaraTNIT | Mazara del Vallo (TN→IT) | TN | IT | min | min | av | av |  |  |  | ok | ok |  | ok
ITP-00047 | Medelsheim (DE) / Obergailbach (FR) (OGE) | DE-TSO-0009 | Open Grid Europe | exit | MedelsheimDEFR | Medelsheim / Obergailbach (DE→FR) | DE | FR | sum | sum | max | av |  |  |  | ok | ok | ok | ok |  |  |  |  | 21X-DE-C-A0A0A-T | 21Z000000000039S | 2021-09-04 09:50
ITP-00083 | Medelsheim (DE) / Obergailbach (FR) (GRTgaz D) | DE-TSO-0004 | GRTgaz Deutschland | exit | MedelsheimDEFR | Medelsheim / Obergailbach (DE→FR) | DE | FR | sum | sum | max | av |  |  |  | ok | ok | ok | ok |  |  |  | FZK + DZK + bFZK | 21X000000001008P | 21Z0000000001208 | 2019-03-04 10:50
ITP-00137 | Obergailbach (FR) / Medelsheim (DE) | FR-TSO-0003 | GRTgaz | entry | MedelsheimDEFR | Medelsheim / Obergailbach (DE→FR) | DE | FR | 0 | 0 | max | av |  |  |  | ok | ok | ok | ok |  |  |  |  | 21X-FR-A-A0A0A-S | 21Z000000000039S | 2020-02-25 20:36
ITP-00540 | VIP France - Germany | DE-TSO-0004 | GRTgaz Deutschland | exit | MedelsheimDEFR | Medelsheim / Obergailbach (DE→FR) | DE | FR | sum | sum | max | av |  |  |  | ok | ok | ok | ok |  |  |  | FZK + DZK + bFZK | 21X000000001008P | 21Z0000000004928 | 2021-04-26 10:42
ITP-00047 | Medelsheim (DE) / Obergailbach (FR) (OGE) | DE-TSO-0009 | Open Grid Europe | entry | MedelsheimFRDE | Medelsheim / Obergailbach (FR→DE) | FR | DE | min | min | max | av |  |  | flow only in a short period in 2015, and very small | ok | ok | ok | ok |  |  |  |  | 21X-DE-C-A0A0A-T | 21Z000000000039S | 2019-01-01 09:28
ITP-00083 | Medelsheim (DE) / Obergailbach (FR) (GRTgaz D) | DE-TSO-0004 | GRTgaz Deutschland | entry | MedelsheimFRDE | Medelsheim / Obergailbach (FR→DE) | FR | DE | min | min | max | av |  |  |  | ok | ok | ok | ok |  |  |  | FZK + DZK + bFZK. According to BNetzA decision BK7-019-037 ("KAP+"), the displayed max. marketable capacity (firm) includes additional capacity ("Zusatzkapazität") in addition to the so-called base capacity. The additional capacity is initially only defined for the current gas year. For the following years, the additional capacity can only be specified as an indicative value and, unlike the base capacity, cannot be marketed yet. | 21X000000001008P | 21Z0000000001208 | 2021-10-01 14:14
ITP-00137 | Obergailbach (FR) / Medelsheim (DE) | FR-TSO-0003 | GRTgaz | exit | MedelsheimFRDE | Medelsheim / Obergailbach (FR→DE) | FR | DE | min | min | max | av |  |  |  | ok | ok | ok | ok |  |  |  |  | 21X-FR-A-A0A0A-S | 21Z000000000039S | 2021-09-22 06:21
ITP-00540 | VIP France - Germany | DE-TSO-0004 | GRTgaz Deutschland | entry | MedelsheimFRDE | Medelsheim / Obergailbach (FR→DE) | FR | DE | min | min | max | av |  |  |  | ok | ok | ok | ok |  |  |  | FZK + DZK + bFZK. According to BNetzA decision BK7-019-037 ("KAP+"), the displayed max. marketable capacity (firm) includes additional capacity ("Zusatzkapazität") in addition to the so-called base capacity. The additional capacity is initially only defined for the current gas year. For the following years, the additional capacity can only be specified as an indicative value and, unlike the base capacity, cannot be marketed yet. | 21X000000001008P | 21Z0000000004928 | 2021-10-01 14:14
ITP-00008 | Melendugno - IT / TAP | AL-TSO-0001 | TAP AG | entry | MelendugnoITTAP | Melendugno (IT→TAP) | IT | TAP | min | min | max | av |  |  |  | ok | ok | ok | ok |  |  |  | According to TAP Network Code, firm entry capacity at IP Melendugno is not offered for auctions. | 21X000000001376X | 21Z000000000474A | 2021-01-22 12:28 | 1
ITP-00008 | Melendugno - IT / TAP | IT-TSO-0001 | Snam Rete Gas | exit | MelendugnoITTAP | Melendugno (IT→TAP) | IT | TAP | min | min | max | av |  |  |  | ok | ok | ok | ok |  |  |  |  | 21X-IT-A-A0A0A-7 | 21Z000000000474A | 2021-09-02 19:14
ITP-00008 | Melendugno - IT / TAP | AL-TSO-0001 | TAP AG | exit | MelendugnoTAPIT | Melendugno (TAP→IT) | TAP | IT | min | min | max | av |  |  |  | ok | ok | ok | ok |  |  |  |  | 21X000000001376X | 21Z000000000474A | 2021-08-29 20:42
ITP-00008 | Melendugno - IT / TAP | IT-TSO-0001 | Snam Rete Gas | entry | MelendugnoTAPIT | Melendugno (TAP→IT) | TAP | IT | min | min | max | av |  |  |  | ok | ok | ok | ok |  |  |  |  | 21X-IT-A-A0A0A-7 | 21Z000000000474A | 2021-09-02 19:14
ITP-00090 | Moffat | UK-TSO-0001 | National Grid Gas | entry | MoffatIEUK | Moffat (IE→UK) | IE | UK | min | min | max | av |  |  | no data | ok | ok | missing | ok |  |  |  | Virtual Point, currently Moffat is only Unidirectional exit | 21X-GB-A-A0A0A-7 | 48ZMOFFAT-ENTRYQ | 2016-07-04 16:52 | 1
ITP-00495 | Moffat (IE) | IE-TSO-0002 | GNI | exit | MoffatIEUK | Moffat (IE→UK) | IE | UK | min | min | max | av |  |  | no data except firm capacity | ok | ok | missing | ok |  |  |  |  | 47X0000000000576 | 21Z000000000081T | 2021-09-01 17:15
ITP-00496 | Moffat (NI) | UK-TSO-0002 | Premier Transmission | exit | MoffatNIUK | Moffat (NI→UK) | NI | UK | 1 | 1 | 1 | 1 |  |  | no flow and GCV; capacity and booked capacity zero | ok | ok | missing | missing
ITP-00090 | Moffat | UK-TSO-0001 | National Grid Gas | exit | MoffatUKIE | Moffat (UK→IE) | UK | IE | min | min | max | av |  |  | flow and nomination agree, average | < map19 | ok | ok | ok |  |  |  |  | 21X-GB-A-A0A0A-7 | 21Z000000000081T | 2019-09-30 23:39
ITP-00495 | Moffat (IE) | IE-TSO-0002 | GNI | entry | MoffatUKIE | Moffat (UK→IE) | UK | IE | min | min | max | av |  |  | flow and nomination agree, average | < map19 | ok | ok | ok |  |  |  |  | 47X0000000000576 | 21Z000000000081T | 2021-09-01 17:15
ITP-00496 | Moffat (NI) | UK-TSO-0002 | Premier Transmission | entry | MoffatUKNI | Moffat (UK→NI) | UK | NI | 1 | 1 | 1 | 1 |  |  | no flow and GCV | ok | ok | missing | missing |  |  |  |  | 21X0000000013562 | 21Z000000000081T | 2021-07-06 11:38
ITP-00043 | Mosonmagyarovar | AT-TSO-0001 | Gas Connect Austria | exit | MosonmagATHU | Mosonmagyarovar (AT→HU) | AT | HU | min | min | max | av |  |  | AT exit and HU entry fairly agree, let's average them | [7 empty] | EXIT | 21X-AT-B-A0A0A-K | 21Z000000000003C | 2021-05-04 13:50
ITP-00043 | Mosonmagyarovar | HU-TSO-0001 | FGSZ | entry | MosonmagATHU | Mosonmagyarovar (AT→HU) | AT | HU | min | min | max | av | [11 empty] | 21X-HU-A-A0A0A-8 | 21Z000000000003C | 2018-09-07 22:03
ITP-00043 | Mosonmagyarovar | AT-TSO-0001 | Gas Connect Austria | entry | MosonmagHUAT | Mosonmagyarovar (HU→AT) | HU | AT | min | min | max | av |  |  | only HU exit has values, all zero
ITP-00043 | Mosonmagyarovar | HU-TSO-0001 | FGSZ | exit | MosonmagHUAT | Mosonmagyarovar (HU→AT) | HU | AT | min | min | max | av | [11 empty] | 21X-HU-A-A0A0A-8 | 21Z000000000003C | 2021-07-06 23:14
ITP-00446 | Mozyr | BY-TSO-0001 | Gazprom Belarus | exit | MozyrBYUA | Mozyr (BY→UA) | BY | UA | 0 | 0 | 0 | 0 | 0 | 0 | no data | no data | no data | no data | no data | no data | no data
ITP-00446 | Mozyr | UA-TSO-0001 | Gas TSO UA | entry | MozyrBYUA | Mozyr (BY→UA) | BY | UA | 1 | 1 | 1 | 1 | 1 | 1 | data from Nov 2014 until Dez 2019, only physical flow and GCV; small gap in 2018 | no data | no data | gap | gap | no data | no data
ITP-00079 | Murfeld (AT) / Ceršak (SI) | AT-TSO-0001 | Gas Connect Austria | exit | MurfeldATSI | Murfeld / Ceršak (AT→SI) | AT | SI | min | min | max | av |  |  | exit and entry flow fairly agree, average | ok | ok | ok | ok |  |  |  | EXIT | 21X-AT-B-A0A0A-K | 21Z0000000000058 | 2021-08-17 12:21
ITP-00079 | Murfeld (AT) / Ceršak (SI) | SI-TSO-0001 | Plinovodi | entry | MurfeldATSI | Murfeld / Ceršak (AT→SI) | AT | SI | min | min | max | av |  |  |  | ok | ok | ok | ok |  |  |  |  | 21X-SI-A-A0A0A-8 | 21Z0000000000058 | 2021-01-25 22:07
ITP-00079 | Murfeld (AT) / Ceršak (SI) | AT-TSO-0001 | Gas Connect Austria | entry | MurfeldSIAT | Murfeld / Ceršak (SI→AT) | SI | AT | min | min | max | av |  |  | no flow data; capacity, booked capacity are zero, only published on SI side | ok | ok | ok | ok
ITP-00079 | Murfeld (AT) / Ceršak (SI) | SI-TSO-0001 | Plinovodi | exit | MurfeldSIAT | Murfeld / Ceršak (SI→AT) | SI | AT | min | min | max | av |  |  |  | ok | ok | ok | ok
ITP-00243 | Narva | EE-TSO-0001 | Elering | exit | NarvaEERU | Narva (EE→RU) | EE | RU | min | min | av | av |  |  | only EE exit contains data; only some sporadic flows to RU; other values zero | ok | ok |  | ok |  |  |  |  | 10X1001A1001A39W | 38ZEEG-0007103-U | 2020-04-15 15:52
ITP-00243 | Narva | RU-TSO-0001 | Gazprom | entry | NarvaEERU | Narva (EE→RU) | EE | RU | min | min | av | av |  |  |  | ok | ok |  | ok
ITP-00243 | Narva | EE-TSO-0001 | Elering | entry | NarvaRUEE | Narva (RU→EE) | RU | EE | min | min | av | av | min | min | only EE entry contains data; only some sporadic flows to EE; other values zero | ok | ok |  | ok | ok | ok |  |  | 10X1001A1001A39W | 38ZEEG-0007103-U | 2020-03-18 12:26
ITP-00243 | Narva | RU-TSO-0001 | Gazprom | exit | NarvaRUEE | Narva (RU→EE) | RU | EE | min | min | av | av | min | min |  | ok | ok |  | ok | ok | ok
ITP-00427 | Nea Mesimvria | AL-TSO-0001 | TAP AG | entry | NeaGRTAP | Nea Mesimvria (EL→TAP) | GR | TAP | min | min | max | av |  |  | no GCV data, other data exists since August 2021 but is zero | ok | ok | ok | ok |  |  |  | According to TAP Network Code, firm entry capacity at IP Nea Mesimvria is not offered for auctions | 21X000000001376X | 21Z000000000473C | 2021-09-27 12:13 | 1
ITP-00427 | Nea Mesimvria | GR-TSO-0001 | DESFA | exit | NeaGRTAP | Nea Mesimvria (EL→TAP) | GR | TAP | min | min | max | av |  |  |  | ok | ok | ok | ok |  |  |  |  | 21X-GR-A-A0A0A-G | 21Z000000000473C | 2021-10-01 14:24
ITP-00427 | Nea Mesimvria | AL-TSO-0001 | TAP AG | exit | NeaTAPGR | Nea Mesimvria (TAP→EL) | TAP | GR | min | min | max | av |  |  | on GR side, many gaps in capacity and bookings | ok | ok | ok | ok |  |  |  |  | 21X000000001376X | 21Z000000000473C | 2021-07-31 13:56
ITP-00427 | Nea Mesimvria | GR-TSO-0001 | DESFA | entry | NeaTAPGR | Nea Mesimvria (TAP→EL) | TAP | GR | min | min | max | av |  |  |  | ok | ok | ok | ok |  |  |  |  | 21X-GR-A-A0A0A-G | 21Z000000000473C | 2021-08-25 14:12
ITP-00058 | Negru Voda I (RO) / Kardam (BG) | BG-TSO-0001 | Bulgartransgaz | exit | Negru1BGRO | Negru Voda I / Kardam (BG→RO) | BG | RO | min | min | max | av |  |  |  | ok | ok | ok | ok |  |  |  |  | 21X-BG-A-A0A0A-C | 21Z000000000159I | 2021-07-07 11:41
ITP-00058 | Negru Voda I (RO) / Kardam (BG) | RO-TSO-0001 | Transgaz | entry | Negru1BGRO | Negru Voda I / Kardam (BG→RO) | BG | RO | min | min | max | av |  |  |  | ok | ok | ok | ok |  |  |  |  | 21X-RO-A-A0A0A-S | 21Z000000000159I | 2021-09-29 13:36
ITP-00058 | Negru Voda I (RO) / Kardam (BG) | BG-TSO-0001 | Bulgartransgaz | entry | Negru1ROBG | Negru Voda I / Kardam (RO→BG) | RO | BG | min | min | max | av |  |  |  | ok | ok | ok | ok |  |  |  |  | 21X-BG-A-A0A0A-C | 21Z000000000159I | 2021-06-04 15:29
ITP-00058 | Negru Voda I (RO) / Kardam (BG) | RO-TSO-0001 | Transgaz | exit | Negru1ROBG | Negru Voda I / Kardam (RO→BG) | RO | BG | min | min | max | av |  |  |  | ok | ok | ok | ok |  |  |  |  | 21X-RO-A-A0A0A-S | 21Z000000000159I | 2021-08-04 18:31
ITP-00059 | Negru Voda II, III (RO) / Kardam (BG) | BG-TSO-0001 | Bulgartransgaz | exit | Negru23BGTBP | Negru Voda II, III / Kardam (Trans-Balkan Pipeline) (BG→RO) | BG | TBP | 1 | 1 | max | 1 |  |  | only BTG exit has data, all zero | ok | ok | ok | ok |  |  |  |  | 21X-BG-A-A0A0A-C | 21Z000000000160X | 2020-02-10 15:05
ITP-00301 | Negru Voda II | RO-TSO-0001 | Transgaz | entry | Negru23BGTBP | Negru Voda II, III / Kardam (Trans-Balkan Pipeline) (BG→RO) | BG | TBP | 0 | 0 | max | 0 |  |  |  | ok | ok | ok | ok |  |  |  | No IA concluded and no interruptible services are offered at this point direction | 21X-RO-A-A0A0A-S | 21Z0000000003022 | 2018-04-17 11:09 | 1
ITP-00302 | Negru Voda III | RO-TSO-0001 | Transgaz | entry | Negru23BGTBP | Negru Voda II, III / Kardam (Trans-Balkan Pipeline) (BG→RO) | BG | TBP | 0 | 0 | max | 0 |  |  |  | ok | ok | ok | ok |  |  |  | No IA concluded and no interruptible services are offered at this point direction | 21X-RO-A-A0A0A-S | 21Z0000000003030 | 2018-04-17 12:12 | 1
ITP-00059 | Negru Voda II, III (RO) / Kardam (BG) | BG-TSO-0001 | Bulgartransgaz | entry | Negru23TBPBG | Negru Voda II, III / Kardam (Trans-Balkan Pipeline) (RO→BG) | TBP | BG | 1 | 1 | max | 1 |  |  | BTG entry flow and capacity the sum of TBP exits; what is "EAD" entry? | ok | ok | ok | ok |  |  |  |  | 21X-BG-A-A0A0A-C | 21Z000000000160X | 2021-06-07 13:19
ITP-00301 | Negru Voda II | RO-TSO-0001 | Transgaz | exit | Negru23TBPBG | Negru Voda II, III / Kardam (Trans-Balkan Pipeline) (RO→BG) | TBP | BG | 0 | 0 | max | 0 |  |  |  | ok | ok | ok | ok |  |  |  | No IA concluded and no firm and interruptible services are offered at this point direction | 21X-RO-A-A0A0A-S | 21Z0000000003022 | 2018-04-17 13:12 | 1
ITP-00302 | Negru Voda III | RO-TSO-0001 | Transgaz | exit | Negru23TBPBG | Negru Voda II, III / Kardam (Trans-Balkan Pipeline) (RO→BG) | TBP | BG | 0 | 0 | max | 0 |  |  |  | ok | ok | ok | ok |  |  |  | No IA concluded and no firm and interruptible services are offered at this point direction | 21X-RO-A-A0A0A-S | 21Z0000000003030 | 2018-04-17 13:42 | 1
ITP-00630 | North Sea Entry | DK-TSO-0001 | Energinet | entry | NorthSeaNODK | North Sea Entry (NO→DK) | NO | DK | 1 | 1 | 1 | 1 | 1 | 1 | no data yet
ITP-00097 | Nybro | DK-TSO-0001 | Energinet | entry | NybroProdDK | Production DK (Nybro) | ProdDK | DK | 1 | 1 | 1 | 1 |  |  |  | ok | ok | ok | ok |  |  |  |  | 10X1001A1001A248 | 21Z0000000000252 | 2020-01-14 11:47
ITP-00006 | Oberkappel (OGE) | DE-TSO-0009 | Open Grid Europe | entry | OberkappelATDE | Oberkappel (AT→DE) | AT | DE | sum | sum | max | 0 |  |  | GRTgaz Deutschland and OGE entry flows are marked as "P-in-P"; in summary, all entry and exit flows at the physical and the VIP point seem to represent the same flow, with only few outliers; but DE entries are missing flow in 2015, better take only AT exits | [8 empty] | 21X-DE-C-A0A0A-T | 21Z000000000001G | 2019-09-26 11:29
ITP-00056 | Oberkappel (GRTgaz D) | DE-TSO-0004 | GRTgaz Deutschland | entry | OberkappelATDE | Oberkappel (AT→DE) | AT | DE | sum | sum | max | 0 | [10 empty] | FZK + DZK + bFZK. According to BNetzA decision BK7-019-037 ("KAP+"), the displayed max. marketable capacity (firm) includes additional capacity ("Zusatzkapazität") in addition to the so-called base capacity. The additional capacity is initially only defined for the current gas year. For the following years, the additional capacity can only be specified as an indicative value and, unlike the base capacity, cannot be marketed yet. | 21X000000001008P | 21Z000000000161V | 2021-10-01 14:14
ITP-00140 | Oberkappel | AT-TSO-0001 | Gas Connect Austria | exit | OberkappelATDE | Oberkappel (AT→DE) | AT | DE | 0 | 0 | max | av | [10 empty] | EXIT | 21X-AT-B-A0A0A-K | 21Z000000000001G | 2021-07-08 12:31
ITP-00539 | VIP Oberkappel | DE-TSO-0009 | Open Grid Europe | entry | OberkappelATDE | Oberkappel (AT→DE) | AT | DE | sum | sum | max | av | [11 empty] | 21X-DE-C-A0A0A-T | 21Z000000000490C | 2021-07-30 09:49
ITP-00006 | Oberkappel (OGE) | DE-TSO-0009 | Open Grid Europe | exit | OberkappelDEAT | Oberkappel (DE→AT) | DE | AT | sum | sum | max | av |  |  | GRTgaz Deutschland and OGE exit flows are marked as "P-in-P"; in summary, all entry and exit flows at the physical points and the VIP point seem to represent the same flow, with only few outliers, average all | [8 empty] | 21X-DE-C-A0A0A-T | 21Z000000000001G | 2019-08-03 08:50
ITP-00056 | Oberkappel (GRTgaz D) | DE-TSO-0004 | GRTgaz Deutschland | exit | OberkappelDEAT | Oberkappel (DE→AT) | DE | AT | sum | sum | max | av | [10 empty] | FZK + DZK + bFZK. According to BNetzA decision BK7-019-037 ("KAP+"), the displayed max. marketable capacity (firm) includes additional capacity ("Zusatzkapazität") in addition to the so-called base capacity. The additional capacity is initially only defined for the current gas year. For the following years, the additional capacity can only be specified as an indicative value and, unlike the base capacity, cannot be marketed yet. | 21X000000001008P | 21Z000000000161V | 2021-10-01 14:14
ITP-00140 | Oberkappel | AT-TSO-0001 | Gas Connect Austria | entry | OberkappelDEAT | Oberkappel (DE→AT) | DE | AT | 0 | 0 | max | av | [10 empty] | ENTRY | 21X-AT-B-A0A0A-K | 21Z000000000001G | 2021-05-12 12:57
ITP-00539 | VIP Oberkappel | DE-TSO-0009 | Open Grid Europe | exit | OberkappelDEAT | Oberkappel (DE→AT) | DE | AT | sum | sum | max | av | [11 empty] | 21X-DE-C-A0A0A-T | 21Z000000000490C | 2021-09-02 09:48
ITP-00150 | Olbernhau (DE) / Hora Svaté Kateřiny (CZ) | CZ-TSO-0001 | NET4GAS | exit | OlbernHoraCZDE | Olbernhau / Hora Svaté Kateřiny (CZ→DE) | CZ | DE | min | min | max | av |  |  | only CZ exit has values, all zero | ok | ok | ok | ok |  |  |  |  | 21X000000001304L | 21Z000000000092O | 2020-04-15 13:44
ITP-00150 | Olbernhau (DE) / Hora Svaté Kateřiny (CZ) | DE-TSO-0001 | GASCADE Gastransport | entry | OlbernHoraCZDE | Olbernhau / Hora Svaté Kateřiny (CZ→DE) | CZ | DE | min | min | max | av |  |  |  | ok | ok | ok | ok
ITP-00150 | Olbernhau (DE) / Hora Svaté Kateřiny (CZ) | CZ-TSO-0001 | NET4GAS | entry | OlbernHoraDECZ | Olbernhau / Hora Svaté Kateřiny (DE→CZ) | DE | CZ | min | min | max | av |  |  | DE exit and CZ entry flows seem to agree with each other, average; CZ capacity drops to zero in Oct 2019 but flows remain, perhaps flows were interruptible from then on | ok | ok | ok | ok |  |  |  |  | 21X000000001304L | 21Z000000000092O | 2020-04-15 16:25
ITP-00150 | Olbernhau (DE) / Hora Svaté Kateřiny (CZ) | DE-TSO-0001 | GASCADE Gastransport | exit | OlbernHoraDECZ | Olbernhau / Hora Svaté Kateřiny (DE→CZ) | DE | CZ | min | min | max | av |  |  |  | ok | ok | ok | ok |  |  |  |  | 21X-DE-H-A0A0A-L | 21Z000000000092O | 2018-11-06 16:02
ITP-00429 | Oleksiivka | MD-TSO-0001 | Moldovatransgaz LLC | exit | OleksiivkaMDUA | Oleksiivka (MD→UA) | MD | UA | min | min | max | av | min | min | no data | no data | no data | no data | no data | no data | no data
ITP-00429 | Oleksiivka | UA-TSO-0001 | Gas TSO UA | entry | OleksiivkaMDUA | Oleksiivka (MD→UA) | MD | UA | min | min | max | av | min | min | no nom, renom, firm, firmbooked before June 2021; all flow zero | ok | ok | ok | ok | ok | ok |  |  | 21X000000001397P | 21Z000000000182N | 2021-10-01 14:12
ITP-00429 | Oleksiivka | MD-TSO-0001 | Moldovatransgaz LLC | entry | OleksiivkaUAMD | Oleksiivka (UA→MD) | UA | MD | min | min | max | av | min | min | no data | no data | no data | no data | no data | no data | no data
ITP-00429 | Oleksiivka | UA-TSO-0001 | Gas TSO UA | exit | OleksiivkaUAMD | Oleksiivka (UA→MD) | UA | MD | min | min | max | av | min | min | no nom, renom, firm, firmbooked before June 2021 | ok | ok | ok | ok | ok | ok |  |  | 21X000000001397P | 21Z000000000182N | 2021-09-02 14:10
ITP-00039 | Oltingue (FR) / Rodersdorf (CH) | CH-TSO-0001 | Swissgas | exit | OltingueCHFR | Oltingue / Rodersdorf (CH→FR) | CH | FR | 0 | 0 | 0 | 0 |  |  | no data | ok | ok | ok | ok
ITP-00039 | Oltingue (FR) / Rodersdorf (CH) | CH-TSO-0002 | FluxSwiss | exit | OltingueCHFR | Oltingue / Rodersdorf (CH→FR) | CH | FR | 0 | 0 | 0 | 0 |  |  | no data | ok | ok | ok | ok
ITP-00039 | Oltingue (FR) / Rodersdorf (CH) | FR-TSO-0003 | GRTgaz | entry | OltingueCHFR | Oltingue / Rodersdorf (CH→FR) | CH | FR | 1 | 1 | 1 | 1 |  |  | gaps in data | ok | ok | ok | ok |  |  |  |  | 21X-FR-A-A0A0A-S | 21Z000000000037W | 2020-01-20 15:14
ITP-00039 | Oltingue (FR) / Rodersdorf (CH) | CH-TSO-0001 | Swissgas | entry | OltingueFRCH | Oltingue / Rodersdorf (FR→CH) | FR | CH | 0 | 0 | 0 | 0 |  |  | no data | ok | ok | ok | ok
ITP-00039 | Oltingue (FR) / Rodersdorf (CH) | CH-TSO-0002 | FluxSwiss | entry | OltingueFRCH | Oltingue / Rodersdorf (FR→CH) | FR | CH | 0 | 0 | 0 | 0 |  |  | no data | ok | ok | ok | ok
ITP-00039 | Oltingue (FR) / Rodersdorf (CH) | FR-TSO-0003 | GRTgaz | exit | OltingueFRCH | Oltingue / Rodersdorf (FR→CH) | FR | CH | 1 | 1 | 1 | 1 |  |  |  | ok | ok | ok | ok |  |  |  |  | 21X-FR-A-A0A0A-S | 21Z000000000037W | 2021-09-22 06:21
ITP-00125 | Griespass (CH) / Passo Gries (IT) (FluxSwiss) | CH-TSO-0002 | FluxSwiss | exit | PassoGriesCHIT | Griespass / Passo Gries (CH→IT) | CH | IT | 0 | 0 | 0 | 0 |  |  | no data | ok | ok | ok | ok
ITP-00131 | Griespass (CH) / Passo Gries (IT) (Swissgas) | CH-TSO-0001 | Swissgas | exit | PassoGriesCHIT | Griespass / Passo Gries (CH→IT) | CH | IT | 0 | 0 | 0 | 0 |  |  | no data | ok | ok | ok | ok
ITP-00136 | Griespass (CH) / Passo Gries (IT) | IT-TSO-0001 | Snam Rete Gas | entry | PassoGriesCHIT | Griespass / Passo Gries (CH→IT) | CH | IT | 1 | 1 | 1 | 1 |  |  |  | ok | ok | ok | ok |  |  |  |  | 21X-IT-A-A0A0A-7 | 21Z0000000002107 | 2021-04-04 18:32
ITP-00125 | Griespass (CH) / Passo Gries (IT) (FluxSwiss) | CH-TSO-0002 | FluxSwiss | entry | PassoGriesITCH | Griespass / Passo Gries (IT→CH) | IT | CH | 0 | 0 | 0 | 0 |  |  | no data | ok | ok | ok | ok
ITP-00131 | Griespass (CH) / Passo Gries (IT) (Swissgas) | CH-TSO-0001 | Swissgas | entry | PassoGriesITCH | Griespass / Passo Gries (IT→CH) | IT | CH | 0 | 0 | 0 | 0 |  |  | no data | ok | ok | ok | ok
ITP-00136 | Griespass (CH) / Passo Gries (IT) | IT-TSO-0001 | Snam Rete Gas | exit | PassoGriesITCH | Griespass / Passo Gries (IT→CH) | IT | CH | 1 | 1 | 1 | 1 |  |  |  | ok | ok | ok | ok |  |  |  |  | 21X-IT-A-A0A0A-7 | 21Z0000000002107 | 2021-04-04 18:32
ITP-00033 | Biriatou (FR) / Irun (ES) | ES-TSO-0006 | Enagas | exit | PirineosESFR | VIP Pirineos (ES→FR) | ES | FR | 0 | 0 | av | 0
ITP-00033 | Biriatou (FR) / Irun (ES) | FR-TSO-0002 | TERÉGA | entry | PirineosESFR | VIP Pirineos (ES→FR) | ES | FR | 0 | 0 | 0 | 0 |  |  | flow only reported in 2014, all zero
ITP-00018 | Larrau | ES-TSO-0006 | Enagas | exit | PirineosESFR | VIP Pirineos (ES→FR) | ES | FR | 0 | 0 | av | 0
ITP-00018 | Larrau | FR-TSO-0002 | TERÉGA | entry | PirineosESFR | VIP Pirineos (ES→FR) | ES | FR | 0 | 0 | 0 | 0 |  |  | flow only reported in 2014, all zero
ITP-00304 | VIP PIRINEOS | ES-TSO-0006 | Enagas | exit | PirineosESFR | VIP Pirineos (ES→FR) | ES | FR | 0 | 0 | av | 0 | [11 empty] | 21X000000001254A | 21Z000000000285D | 2021-08-05 13:07
ITP-00304 | VIP PIRINEOS | FR-TSO-0002 | TERÉGA | entry | PirineosESFR | VIP Pirineos (ES→FR) | ES | FR | 1 | 1 | 0 | 1 |  |  | represents sum of flows of Larrau and Biriatou (end of 2014) | [7 empty] | No comment | 21X-FR-B-A0A0A-J | 21Z000000000285D | 2020-04-20 10:48
ITP-00033 | Biriatou (FR) / Irun (ES) | ES-TSO-0006 | Enagas | entry | PirineosFRES | VIP Pirineos (FR→ES) | FR | ES | 0 | 0 | av | 0
ITP-00033 | Biriatou (FR) / Irun (ES) | FR-TSO-0002 | TERÉGA | exit | PirineosFRES | VIP Pirineos (FR→ES) | FR | ES | 0 | 0 | 0 | 0 |  |  | only some minor flows in 2014
ITP-00018 | Larrau | ES-TSO-0006 | Enagas | entry | PirineosFRES | VIP Pirineos (FR→ES) | FR | ES | 0 | 0 | av | 0
ITP-00018 | Larrau | FR-TSO-0002 | TERÉGA | exit | PirineosFRES | VIP Pirineos (FR→ES) | FR | ES | 0 | 0 | 0 | 0 |  |  | only some flow reported in 2014
ITP-00304 | VIP PIRINEOS | ES-TSO-0006 | Enagas | entry | PirineosFRES | VIP Pirineos (FR→ES) | FR | ES | 0 | 0 | av | 0 | [11 empty] | 21X000000001254A | 21Z000000000285D | 2021-08-05 13:07
ITP-00304 | VIP PIRINEOS | FR-TSO-0002 | TERÉGA | exit | PirineosFRES | VIP Pirineos (FR→ES) | FR | ES | 1 | 1 | 0 | 1 |  |  | represents sum of flows of Larrau and Biriatou (end of 2014) | [7 empty] | No comment | 21X-FR-B-A0A0A-J | 21Z000000000285D | 2017-05-09 16:26
ITP-00179 | Pisarevka | RU-TSO-0001 | Gazprom | exit | PisarevkaRUUA | Pisarevka (RU→UA) | RU | UA | 0 | 0 | 0 | 0 | 0 | 0 | no data | no data | no data | no data | no data | no data | no data
ITP-00179 | Pisarevka | UA-TSO-0001 | Gas TSO UA | entry | PisarevkaRUUA | Pisarevka (RU→UA) | RU | UA | 1 | 1 | 1 | 1 | 1 | 1 | data from Nov 2014 until Dez 2019, only physical flow and GCV | no data | no data | ok | ok | no data | no data
ITP-00180 | Platovo | RU-TSO-0001 | Gazprom | exit | PlatovoRUUA | Platovo (RU→UA) | RU | UA | 0 | 0 | 0 | 0 | 0 | 0 | no data | no data | no data | no data | no data | no data | no data
ITP-00180 | Platovo | UA-TSO-0001 | Gas TSO UA | entry | PlatovoRUUA | Platovo (RU→UA) | RU | UA | 1 | 1 | 1 | 1 | 1 | 1 | data from Nov 2014 until Jan 2015, only physical flow and GCV; all zero, many gaps | no data | no data | gaps | gaps | no data | no data
ITP-00181 | Prokhorovka | RU-TSO-0001 | Gazprom | exit | ProkhorovkaRUUA | Prokhorovka (RU→UA) | RU | UA | 0 | 0 | 0 | 0 | 0 | 0 | no data | no data | no data | no data | no data | no data | no data
ITP-00181 | Prokhorovka | UA-TSO-0001 | Gas TSO UA | entry | ProkhorovkaRUUA | Prokhorovka (RU→UA) | RU | UA | 1 | 1 | 1 | 1 | 1 | 1 | data from Nov 2014 until Jan 2015, only physical flow and GCV; all zero, many gaps | no data | no data | gaps | gaps | no data | no data
ITP-00293 | Point of Interconnection (PWP) (PL) | PL-TSO-0001 | GAZ-SYSTEM (ISO) | entry | PWPPLPLYAM | Point of Interconnection (PWP) (PL→PL/Yamal) | PL | PLYAM | min | min | max | av |  |  | flows and capacities zero; data since April 2016 | ok | ok | ok | ok |  |  |  |  | 21V000000000003V | 21Z000000000399Z | 2021-10-01 06:35
ITP-00293 | Point of Interconnection (PWP) (PL) | PL-TSO-0002 | GAZ-SYSTEM | exit | PWPPLPLYAM | Point of Interconnection (PWP) (PL→PL/Yamal) | PL | PLYAM | min | min | max | av |  |  |  | ok | ok | ok | ok |  |  |  |  | 21X-PL-A-A0A0A-B | 21Z000000000399Z | 2020-07-14 17:20
ITP-00293 | Point of Interconnection (PWP) (PL) | PL-TSO-0001 | GAZ-SYSTEM (ISO) | exit | PWPPLYAMPL | Point of Interconnection (PWP) (PL/Yamal→PL) | PLYAM | PL | min | min | av | av | [11 empty] | 21V000000000003V | 21Z000000000399Z | 2021-10-01 06:35
ITP-00293 | Point of Interconnection (PWP) (PL) | PL-TSO-0002 | GAZ-SYSTEM | entry | PWPPLYAMPL | Point of Interconnection (PWP) (PL/Yamal→PL) | PLYAM | PL | min | min | av | av | [11 empty] | 21X-PL-A-A0A0A-B | 21Z000000000399Z | 2021-03-27 06:02
ITP-00072 | Remich | DE-TSO-0009 | Open Grid Europe | exit | RemichDELU | Remich (DE→LU) | DE | LU | min | min | 1 | 1 |  |  | LU entry not reporting some flows in Dec 2021, better use DE exit; LU entry some erratic GCV values and not reported over the whole period, better use DE exit GCVs |  | ok | ok | ok |  |  |  |  | 21X-DE-C-A0A0A-T | 21Z0000000000406 | 2021-09-30 09:28
ITP-00072 | Remich | LU-TSO-0001 | Creos Luxembourg | entry | RemichDELU | Remich (DE→LU) | DE | LU | min | min | 0 | 0 |  |  |  |  | ok | ok | missing flow Dec 2021 |  |  |  |  | 21X000000001333E | 21Z0000000000406 | 2018-03-02 07:33
ITP-00072 | Remich | DE-TSO-0009 | Open Grid Europe | entry | RemichLUDE | Remich (LU→DE) | LU | DE | min | min | max | av |  |  | all zero | ok | ok | ok | ok |  |  |  |  | 21X-DE-C-A0A0A-T | 21Z0000000000406 | 2015-03-17 21:49
ITP-00072 | Remich | LU-TSO-0001 | Creos Luxembourg | exit | RemichLUDE | Remich (LU→DE) | LU | DE | min | min | max | av |  |  |  | ok | ok | ok | ok |  |  |  |  | 21X000000001333E | 21Z0000000000406 | 2018-03-02 07:44
ITP-00042 | Rogatec | HR-TSO-0001 | Plinacro Ltd | exit | RogatecHRSI | Rogatec (HR→SI) | HR | SI | min | min | max | av |  |  |  | ok | ok | ok | ok
ITP-00042 | Rogatec | SI-TSO-0001 | Plinovodi | entry | RogatecHRSI | Rogatec (HR→SI) | HR | SI | min | min | max | av |  |  |  | ok | ok | ok | ok |  |  |  |  | 21X-SI-A-A0A0A-8 | 21Z000000000128T | 2021-07-06 18:44
ITP-00042 | Rogatec | HR-TSO-0001 | Plinacro Ltd | entry | RogatecSIHR | Rogatec (SI→HR) | SI | HR | min | min | max | av |  |  |  | ok | ok | ok | ok |  |  |  |  | 21X-HR-A-A0A0A-4 | 21Z000000000128T | 2021-04-01 17:13
ITP-00042 | Rogatec | SI-TSO-0001 | Plinovodi | exit | RogatecSIHR | Rogatec (SI→HR) | SI | HR | min | min | max | av |  |  |  | ok | ok | ok | ok |  |  |  |  | 21X-SI-A-A0A0A-8 | 21Z000000000128T | 2021-01-25 22:07
ITP-00153 | Ruse (BG) / Giurgiu (RO) | BG-TSO-0001 | Bulgartransgaz | exit | RuseBGRO | Ruse / Giurgiu (BG→RO) | BG | RO | min | min | max | av | min | min |  | ok | ok | ok | ok | ok | ok |  |  | 21X-BG-A-A0A0A-C | 21Z0000000002798 | 2021-06-04 15:39
ITP-00153 | Ruse (BG) / Giurgiu (RO) | RO-TSO-0001 | Transgaz | entry | RuseBGRO | Ruse / Giurgiu (BG→RO) | BG | RO | min | min | max | av | min | min |  | ok | ok | ok | ok | ok | ok |  |  | 21X-RO-A-A0A0A-S | 21Z0000000002798 | 2021-04-22 13:50
ITP-00153 | Ruse (BG) / Giurgiu (RO) | BG-TSO-0001 | Bulgartransgaz | entry | RuseROBG | Ruse / Giurgiu (RO→BG) | RO | BG | min | min | max | av | min | min |  | ok | ok | ok | ok | ok | ok |  |  | 21X-BG-A-A0A0A-C | 21Z0000000002798 | 2021-06-04 15:29
ITP-00153 | Ruse (BG) / Giurgiu (RO) | RO-TSO-0001 | Transgaz | exit | RuseROBG | Ruse / Giurgiu (RO→BG) | RO | BG | min | min | max | av | min | min |  | ok | ok | ok | ok | ok | ok |  |  | 21X-RO-A-A0A0A-S | 21Z0000000002798 | 2021-04-22 13:50
ITP-00050 | Sakiai | LT-TSO-0001 | Amber Grid | exit | SakiaiLTRUKAL | Sakiai (LT→RU/Kaliningrad) | LT | RUKAL | 1 | 1 | 1 | 1 |  |  | only LT exit has data | ok | ok | ok | ok |  |  |  |  | 21X000000001308D | 21Z0000000001305 | 2020-05-13 20:05
ITP-00283 | Rep. San Marino | IT-TSO-0001 | Snam Rete Gas | exit | SanMarinoITSM | San Marino (IT→SM) | IT | SM | 1 | 1 | 1 | 1 |  |  |  | ok | ok | ok | ok |  |  |  |  | 21X-IT-A-A0A0A-7 | 21Z000000000276E | 2020-06-12 18:34
ITP-00556 | Santaka | LT-TSO-0001 | Amber Grid | exit | SantakaLTPL | Santaka (LT→PL) | LT | PL | min | min | max | av | min | min | GIPL; firm capacity + bookings missing | missing | missing | ok | ok | ok | ok |  |  | 21X000000001049B | 37Y000000000431A | 2020-11-26 22:14
ITP-00556 | Santaka | PL-TSO-0002 | GAZ-SYSTEM | entry | SantakaLTPL | Santaka (LT→PL) | LT | PL | min | min | max | av | min | min | GIPL; firm capacity + bookings missing | missing | missing | ok | ok | ok | ok |  |  | 21X-DE-C-A0A0A-T | 37Z000000007353T | 2021-09-30 09:28
ITP-00556 | Santaka | LT-TSO-0001 | Amber Grid | entry | SantakaPLLT | Santaka (PL→LT) | PL | LT | min | min | max | av | min | min | GIPL; firm capacity + bookings missing | missing | missing | ok | ok | ok | ok |  |  | 21X000000001049B | 37Z000000007353T | 2021-08-02 18:11
ITP-00556 | Santaka | PL-TSO-0002 | GAZ-SYSTEM | exit | SantakaPLLT | Santaka (PL→LT) | PL | LT | min | min | max | av | min | min | GIPL; firm capacity + bookings missing | missing | missing | ok | ok | ok | ok |  |  | 21X-DE-C-A0A0A-T | 37Z000000007353T | 2021-01-05 11:54
ITP-00182 | Serebryanka | RU-TSO-0001 | Gazprom | exit | SerebryRUUA | Serebryanka (RU→UA) | RU | UA | 0 | 0 | 0 | 0 | 0 | 0 | no data | no data | no data | no data | no data | no data | no data
ITP-00182 | Serebryanka | UA-TSO-0001 | Gas TSO UA | entry | SerebryRUUA | Serebryanka (RU→UA) | RU | UA | 1 | 1 | 1 | 1 | 1 | 1 | data from Nov 2014 until Dez 2019, only physical flow and GCV; all zero | no data | no data | ok | ok | no data | no data
ITP-00183 | Sokhranovka (RU) / Ukraine (UA) | RU-TSO-0001 | Gazprom | exit | SokhraRUUA | Sokhranovka (RU→UA) | RU | UA | 0 | 0 | 0 | 0 | 0 | 0 | no data | no data | no data | no data | no data | no data | no data
ITP-00183 | Sokhranovka (RU) / Ukraine (UA) | UA-TSO-0001 | Gas TSO UA | entry | SokhraRUUA | Sokhranovka (RU→UA) | RU | UA | 1 | 1 | 1 | 1 | 1 | 1 | Nom, renom and firm cap reported since June 2021 | since 06/2021 | since 06/2021 | ok | ok | since 06/2021 | since 06/2021 |  |  | 21X000000001397P | 21Z000000000187D | 2021-09-03 14:07
ITP-00222 | South North CSEP | IE-TSO-0001 | GNI (UK) | entry | SouthNorthIENI | South North CSEP (IE→NI) | IE | NI | 0 | 0 | 1 | 0 |  |  | flow and nomination agree, average; GCV of IE exit seems errornous, take only UK entry value | ok | ok |  | huge spike in 2020 |  |  |  |  | 21X-GB-C-A0A0A-Q | 21Z000000000283H | 2021-09-10 10:33
ITP-00222 | South North CSEP | IE-TSO-0002 | GNI | exit | SouthNorthIENI | South North CSEP (IE→NI) | IE | NI | 1 | 1 | 0 | 1 |  |  | flow and nomination agree, average | ok | ok |  | ok |  |  |  |  | 47X0000000000576 | 21Z000000000283H | 2021-09-01 17:15
ITP-00222 | South North CSEP | IE-TSO-0001 | GNI (UK) | exit | SouthNorthNIIE | South North CSEP (NI→IE) | NI | IE | min | min | av | 0 |  |  | no flow data | ok | ok |  | missing |  |  |  |  | 21X-GB-C-A0A0A-Q | 21Z000000000283H | 2017-10-01 18:39
ITP-00222 | South North CSEP | IE-TSO-0002 | GNI | entry | SouthNorthNIIE | South North CSEP (NI→IE) | NI | IE | min | min | av | 0 |  |  | no flow data | ok | ok |  | missing |  |  |  |  | 47X0000000000576 | 21Z000000000283H | 2019-11-01 18:03
ITP-00549 | Strandzha 2 (BG) / Malkoclar (TR) | BG-TSO-0001 | Bulgartransgaz | entry | Strandzha2TRBG | Strandzha 2 / Malkoclar (TR→BG) | TR | BG | min | min | av | av | min | min |  | ok | ok | ok | ok | ok | ok |  |  | 21X-BG-A-A0A0A-C | 58Z-00000015-S2M | 2021-06-08 08:32
ITP-00549 | Strandzha 2 (BG) / Malkoclar (TR) | TR-TSO-0004 | TAGTAS | exit | Strandzha2TRBG | Strandzha 2 / Malkoclar (TR→BG) | TR | BG | min | min | av | av | min | min | only BTG entry contains data; transit system operated by Bulgatransgaz (BTG) gets its own node | ok | ok | ok | ok | ok | ok
ITP-00041 | Strandzha (BG) / Malkoclar (TR) | BG-TSO-0001 | Bulgartransgaz | exit | StrandzhaBGTR | Strandzha / Malkoclar (BG→TR) | BG | TR | min | min | av | av |  |  | only BTG exit contains data; transit system operated by Bulgatransgaz (BTG) gets its own node | ok | ok |  | ok |  |  |  |  | 21X-BG-A-A0A0A-C | 21Z000000000157M | 2021-07-14 13:15
ITP-00041 | Strandzha (BG) / Malkoclar (TR) | TR-TSO-0001 | Botas | entry | StrandzhaBGTR | Strandzha / Malkoclar (BG→TR) | BG | TR | min | min | av | av |  |  |  | ok | ok |  | ok
ITP-00184 | Sudzha (RU) / Ukraine (UA) | RU-TSO-0001 | Gazprom | exit | SudzhaRUUA | Sudzha (RU→UA) | RU | UA | 0 | 0 | 0 | 0 | 0 | 0 | no data | no data | no data | no data | no data | no data | no data
ITP-00184 | Sudzha (RU) / Ukraine (UA) | UA-TSO-0001 | Gas TSO UA | entry | SudzhaRUUA | Sudzha (RU→UA) | RU | UA | 1 | 1 | 1 | 1 | 1 | 1 | Nom, renom and firm cap reported since June 2021 | since 06/2021 | since 06/2021 | ok | ok | since 06/2021 | since 06/2021 |  |  | 21X000000001397P | 21Z000000000188B | 2021-09-02 14:10
ITP-00082 | Tarifa | ES-TSO-0006 | Enagas | entry | TarifaMAES | Tarifa (MA→ES) | MA | ES | min | min | av | av |  |  | only ES entry contains data; timeseriesses seem complete; interesting that they have a Spanish TSO on Moroccan side | ok | ok |  | ok |  |  |  |  | 21X000000001254A | 21Z000000000045X | 2021-09-02 00:42
ITP-00082 | Tarifa | ES-TSO-0008 | EMPL | exit | TarifaMAES | Tarifa (MA→ES) | MA | ES | min | min | av | av |  |  |  | ok | ok |  | ok
ITP-00040 | Tarvisio (IT) / Arnoldstein (AT) | AT-TSO-0003 | TAG | exit | TarvisioATIT | Tarvisio / Arnoldstein (AT→IT) | AT | IT | min | min | max | av |  |  | exit and entry flows fairly agree, average; GCV sometimes diverging, but just take the max | ok | ok | ok | ok |  |  |  |  | 21X-AT-C-A0A0A-B | 21Z000000000004A | 2020-11-15 17:14
ITP-00040 | Tarvisio (IT) / Arnoldstein (AT) | IT-TSO-0001 | Snam Rete Gas | entry | TarvisioATIT | Tarvisio / Arnoldstein (AT→IT) | AT | IT | min | min | max | av |  |  |  | ok | ok | ok | ok |  |  |  |  | 21X-IT-A-A0A0A-7 | 21Z000000000004A | 2021-08-27 11:22
ITP-00040 | Tarvisio (IT) / Arnoldstein (AT) | AT-TSO-0003 | TAG | entry | TarvisioITAT | Tarvisio / Arnoldstein (IT→AT) | IT | AT | min | min | max | av |  |  | flows exactly agree, all zero | ok | ok | ok | ok |  |  |  |  | 21X-AT-C-A0A0A-B | 21Z000000000004A | 2021-09-20 16:21
ITP-00040 | Tarvisio (IT) / Arnoldstein (AT) | IT-TSO-0001 | Snam Rete Gas | exit | TarvisioITAT | Tarvisio / Arnoldstein (IT→AT) | IT | AT | min | min | max | av |  |  |  | ok | ok | ok | ok |  |  |  |  | 21X-IT-A-A0A0A-7 | 21Z000000000004A | 2021-07-22 19:34
ITP-00244 | Tegelen | DE-TSO-0009 | Open Grid Europe | exit | TegelenDENL | Tegelen (L) (DE→NL) | DEL | NLL | min | min | max | av |  |  |  | ok | ok | ok | ok |  |  |  |  | 21X-DE-C-A0A0A-T | 21Z000000000117Y | 2015-03-17 17:10
ITP-00244 | Tegelen | NL-TSO-0001 | GTS | entry | TegelenDENL | Tegelen (L) (DE→NL) | DEL | NLL | min | min | max | av |  |  | only DE exit has flow and GCV, flow is zero | ok | ok | missing | missing |  |  |  |  | 21X-NL-A-A0A0A-Z | 21Z000000000117Y | 2020-02-26 16:08
ITP-00244 | Tegelen | DE-TSO-0009 | Open Grid Europe | entry | TegelenNLDE | Tegelen (L) (NL→DE) | NLL | DEL | 0 | 0 | 0 | 0 |  |  | DE entry only offers interruptible capacity; does not exist anymore (2022) | ok | ok | ok | ok |  |  |  |  | 21X-DE-C-A0A0A-T | 21Z000000000117Y | 2015-03-17 21:49
ITP-00244 | Tegelen | NL-TSO-0001 | GTS | exit | TegelenNLDE | Tegelen (L) (NL→DE) | NLL | DEL | 1 | 1 | 1 | 1 |  |  |  | ok | ok | ok | ok |  |  |  |  | 21X-NL-A-A0A0A-Z | 21Z000000000117Y | 2020-02-26 16:08
ITP-00229 | RC Thayngen-Fallentor | CH-DSO-0002 | Erdgas Ostschweiz | exit | ThayngenCHDE | RC Thayngen-Fallentor (CH→DE) | CH | DE | 0 | 0 | 0 | 0 |  |  | no data | ok | ok | ok | ok
ITP-00229 | RC Thayngen-Fallentor | DE-TSO-0014 | terranets bw | entry | ThayngenCHDE | RC Thayngen-Fallentor (CH→DE) | CH | DE | 1 | 1 | 1 | 1 |  |  | no data | ok | ok | ok | ok |  |  |  | no counterflow | 21X000000001163D | 21Z000000000254O | 2021-09-09 15:02 | 1
ITP-00229 | RC Thayngen-Fallentor | CH-DSO-0002 | Erdgas Ostschweiz | entry | ThayngenDECH | RC Thayngen-Fallentor (DE→CH) | DE | CH | 0 | 0 | 0 | 0 |  |  | no data | ok | ok | ok | ok
ITP-00229 | RC Thayngen-Fallentor | DE-TSO-0014 | terranets bw | exit | ThayngenDECH | RC Thayngen-Fallentor (DE→CH) | DE | CH | 1 | 1 | 1 | 1 |  |  |  | ok | ok | ok | ok |  |  |  |  | 21X000000001163D | 21Z000000000254O | 2018-07-17 12:23
ITP-00094 | Tieterowka | BY-TSO-0001 | Gazprom Belarus | exit | TieterowkaBYPL | Tieterowka (BY→PL) | BY | PL | min | min | av | av | min | min |  | ok | ok |  | ok | ok | ok
ITP-00094 | Tieterowka | PL-TSO-0002 | GAZ-SYSTEM | entry | TieterowkaBYPL | Tieterowka (BY→PL) | BY | PL | min | min | av | av | min | min | only PL entry has data; timeseriesses seem complete | ok | ok |  | ok | ok | ok |  |  | 21X-PL-A-A0A0A-B | 21Z0000000001321 | 2021-03-27 06:02
ITP-00077 | Twynholm | IE-TSO-0001 | GNI (UK) | entry | TwynholmNIUK | Twynholm (NI→UK) | NI | UK | min | min | max | av |  |  | no data | ok | ok | ok | ok
ITP-00077 | Twynholm | UK-TSO-0002 | Premier Transmission | exit | TwynholmNIUK | Twynholm (NI→UK) | NI | UK | min | min | max | av |  |  | no data | ok | ok | ok | ok
ITP-00077 | Twynholm | IE-TSO-0001 | GNI (UK) | exit | TwynholmUKNI | Twynholm (UK→NI) | UK | NI | min | min | max | av |  |  | no data | missing | missing | missing | missing
ITP-00077 | Twynholm | UK-TSO-0002 | Premier Transmission | entry | TwynholmUKNI | Twynholm (UK→NI) | UK | NI | min | min | max | av |  |  | unphysical GCV until May 2015, some gaps later on | partially | partially | unphysical, gaps | ok |  |  |  | PTL does not offer Capacity at this point and the publication of information for this point is Not Applicable | 21X0000000013562 | 21Z000000000082R | 2015-12-08 11:51 | 1
ITP-00007 | Überackern SUDAL (AT) / Überackern 2 (DE) | AT-TSO-0001 | Gas Connect Austria | exit | Ueberackern2ATDE | Überackern SUDAL / Überackern 2 (AT→DE) | AT | DE | min | min | max | av |  |  | exit and entry flows fairly agree, average | ok | ok | ok | ok |  |  |  | EXIT | 21X-AT-B-A0A0A-K | 21Z0000000001240 | 2021-07-21 14:59
ITP-00007 | Überackern SUDAL (AT) / Überackern 2 (DE) | DE-TSO-0010 | bayernets | entry | Ueberackern2ATDE | Überackern SUDAL / Überackern 2 (AT→DE) | AT | DE | min | min | max | av |  |  |  | ok | ok | ok | ok |  |  |  |  | 21X-DE-A-A0A0A-A | 21Z0000000001240 | 2021-10-01 08:25
ITP-00007 | Überackern SUDAL (AT) / Überackern 2 (DE) | AT-TSO-0001 | Gas Connect Austria | entry | Ueberackern2DEAT | Überackern SUDAL / Überackern 2 (DE→AT) | DE | AT | min | min | max | av |  |  | exit and entry flows fairly agree, average | ok | ok | ok | ok |  |  |  | ENTRY | 21X-AT-B-A0A0A-K | 21Z0000000001240 | 2021-07-21 14:59
ITP-00007 | Überackern SUDAL (AT) / Überackern 2 (DE) | DE-TSO-0010 | bayernets | exit | Ueberackern2DEAT | Überackern SUDAL / Überackern 2 (DE→AT) | DE | AT | min | min | max | av |  |  |  | ok | ok | ok | ok |  |  |  |  | 21X-DE-A-A0A0A-A | 21Z0000000001240 | 2021-10-01 08:25
ITP-00019 | Überackern ABG (AT) / Überackern (DE) | AT-TSO-0001 | Gas Connect Austria | exit | UeberackernATDE | Überackern ABG / Überackern (AT→DE) | AT | DE | 1 | 1 | max | 1 |  |  | all three entries/exits seem to represent the same flow, but DE entries miss some flow in 2015, better take AT exit; DE entry provides little to no firm capacity, better take AT one in this case | ok | ok | ok | ok |  |  |  | EXIT | 21X-AT-B-A0A0A-K | 21Z000000000002E | 2021-07-21 14:59
ITP-00019 | Überackern ABG (AT) / Überackern (DE) | DE-TSO-0009 | Open Grid Europe | entry | UeberackernATDE | Überackern ABG / Überackern (AT→DE) | AT | DE | 0 | 0 | max | 0 |  |  |  | too small | too small | ok | ok |  |  |  |  | 21X-DE-C-A0A0A-T | 21Z000000000002E | 2015-03-17 21:43
ITP-00019 | Überackern ABG (AT) / Überackern (DE) | DE-TSO-0010 | bayernets | entry | UeberackernATDE | Überackern ABG / Überackern (AT→DE) | AT | DE | 0 | 0 | max | 0 |  |  |  | too small | too small | ok | ok |  |  |  |  | 21X-DE-A-A0A0A-A | 21Z000000000002E | 2016-11-26 10:23
ITP-00019 | Überackern ABG (AT) / Überackern (DE) | AT-TSO-0001 | Gas Connect Austria | entry | UeberackernDEAT | Überackern ABG / Überackern (DE→AT) | DE | AT | 1 | 1 | max | 0 |  |  | all three entries/exits seem to represent one value, but AT entry misses some flow in 2015, better average only DE exits; no capacity offered at DE exits, consider only AT entry | ok | ok | ok | ok |  |  |  | ENTRY | 21X-AT-B-A0A0A-K | 21Z000000000002E | 2021-07-21 14:59
ITP-00019 | Überackern ABG (AT) / Überackern (DE) | DE-TSO-0009 | Open Grid Europe | exit | UeberackernDEAT | Überackern ABG / Überackern (DE→AT) | DE | AT | 0 | 0 | max | av |  |  |  | too small/zero | too small/zero | ok | ok |  |  |  |  | 21X-DE-C-A0A0A-T | 21Z000000000002E | 2015-03-17 21:43
ITP-00019 | Überackern ABG (AT) / Überackern (DE) | DE-TSO-0010 | bayernets | exit | UeberackernDEAT | Überackern ABG / Überackern (DE→AT) | DE | AT | 0 | 0 | max | av |  |  |  | too small/zero | too small/zero | ok | ok |  |  |  |  | 21X-DE-A-A0A0A-A | 21Z000000000002E | 2016-02-16 10:59
ITP-00154 | Ungheni | RO-TSO-0001 | Transgaz | entry | UngheniMDRO | Ungheni (MD→RO) | MD | RO | 1 | 1 | 1 | 1 |  |  |  | ok | ok | missing | sparsely reported |  |  |  |  | 21X-RO-A-A0A0A-S | 21Z000000000356G | 2021-04-22 13:50
ITP-00154 | Ungheni | RO-TSO-0001 | Transgaz | exit | UngheniROMD | Ungheni (RO→MD) | RO | MD | 1 | 1 | 1 | 1 |  |  |  | ok | ok | missing | missing |  |  |  |  | 21X-RO-A-A0A0A-S | 21Z000000000356G | 2021-04-22 13:50
ITP-00154 | Ungheni | RO-TSO-0004 | Vestmoldtransgaz | entry | UngheniROMD | Ungheni (RO→MD) | RO | MD | 0 | 0 | 0 | 0 |  |  | no data | missing | missing | missing | missing
ITP-00052 | Valença do Minho (PT) / Tuy (ES) | ES-TSO-0006 | Enagas | exit | ValencaESPT | Valença do Minho / Tuy (ES→PT) | ES | PT | min | min | max | av |  |  |  | ok | ok | ok | ok
ITP-00052 | Valença do Minho (PT) / Tuy (ES) | PT-TSO-0001 | REN - Gasodutos | entry | ValencaESPT | Valença do Minho / Tuy (ES→PT) | ES | PT | min | min | max | av |  |  | flows zero | ok | ok | ok | ok |  |  |  | Data published at Virtual IP PT-ES - entry | 21X-PT-A-A0A0A-Y | 21Z000000000058O | 2015-10-07 03:29 | 1
ITP-00052 | Valença do Minho (PT) / Tuy (ES) | ES-TSO-0006 | Enagas | entry | ValencaPTES | Valença do Minho / Tuy (PT→ES) | PT | ES | min | min | max | av |  |  |  | ok | ok | ok | ok
ITP-00052 | Valença do Minho (PT) / Tuy (ES) | PT-TSO-0001 | REN - Gasodutos | exit | ValencaPTES | Valença do Minho / Tuy (PT→ES) | PT | ES | min | min | max | av |  |  | flows zero | ok | ok | ok | ok |  |  |  | Data published at Virtual IP PT-ES - exit | 21X-PT-A-A0A0A-Y | 21Z000000000058O | 2015-10-07 03:23 | 1
ITP-00185 | Valuyki | RU-TSO-0001 | Gazprom | exit | ValuykiRUUA | Valuyki (RU→UA) | RU | UA | 0 | 0 | 0 | 0 | 0 | 0 | no data | no data | no data | no data | no data | no data | no data
ITP-00185 | Valuyki | UA-TSO-0001 | Gas TSO UA | entry | ValuykiRUUA | Valuyki (RU→UA) | RU | UA | 1 | 1 | 1 | 1 | 1 | 1 | data from Nov 2014 until June 2021 | no data | no data | ok | ok | no data | no data
ITP-00187 | Värska | EE-TSO-0001 | Elering | exit | VarskaEERU | Värska (EE→RU) | EE | RU | min | min | av | av |  |  | only EE exit contains data; only some sporadic flows to RU; a big gap in the GCV data | ok | ok |  | ok |  |  |  |  | 10X1001A1001A39W | 38ZEEG-0007102-X | 2020-04-15 15:52
ITP-00187 | Värska | RU-TSO-0001 | Gazprom | entry | VarskaEERU | Värska (EE→RU) | EE | RU | min | min | av | av |  |  |  | ok | ok |  | ok
ITP-00187 | Värska | EE-TSO-0001 | Elering | entry | VarskaRUEE | Värska (RU→EE) | RU | EE | min | min | av | av | min | min | only EE entry contains data; a big gap in the GCV data | ok | ok |  | ok | ok | ok |  |  | 10X1001A1001A39W | 38ZEEG-0007102-X | 2020-07-17 14:55
ITP-00187 | Värska | RU-TSO-0001 | Gazprom | exit | VarskaRUEE | Värska (RU→EE) | RU | EE | min | min | av | av | min | min |  | ok | ok |  | ok | ok | ok
ITP-00117 | Uzhgorod (UA) - Velké Kapušany (SK) | SK-TSO-0001 | eustream | exit | VelkeSKUA | Uzhgorod / Velké Kapušany (SK→UA) | SK | UA | min | min | av | av |  |  | both flows overlapping (both zero), so take the average of both by default; capacities and bookings are zero | ok | ok |  | ok |  |  |  |  | 21X-SK-A-A0A0A-N | 21Z000000000085L | 2021-09-01 19:13
ITP-00117 | Uzhgorod (UA) - Velké Kapušany (SK) | UA-TSO-0001 | Gas TSO UA | entry | VelkeSKUA | Uzhgorod / Velké Kapušany (SK→UA) | SK | UA | min | min | av | av |  |  |  | ok | ok |  | ok |  |  |  |  | 21X000000001397P | 21Z000000000085L | 2021-10-01 14:12
ITP-00117 | Uzhgorod (UA) - Velké Kapušany (SK) | SK-TSO-0001 | eustream | entry | VelkeUASK | Uzhgorod / Velké Kapušany (UA→SK) | UA | SK | 1 | 1 | 1 | 1 | 1 | 1 | SK entry flow is the sum of UA exit flow; SK entry timeseries seems complete, so take only that one; UA exit capacity and booking reported only for a small period and do not agree with SK entry, better disregard; also UA exit GCV looks strange, maybe doing some switching between pipes, better only use SK entry | ok | ok | ok | ok | ok | ok |  |  | 21X-SK-A-A0A0A-N | 21Z000000000085L | 2020-12-02 18:36
ITP-00117 | Uzhgorod (UA) - Velké Kapušany (SK) | UA-TSO-0001 | Gas TSO UA | exit | VelkeUASK | Uzhgorod / Velké Kapušany (UA→SK) | UA | SK | 0 | 0 | 0 | 0 | 0 | 0 |  | ok | ok | ok | ok | ok | ok |  |  | 21X000000001397P | 21Z000000000085L | 2021-09-02 14:10
ITP-00431 |  | UA-TSO-0001 | Gas TSO UA | exit | VelkeUASK | Uzhgorod / Velké Kapušany (UA→SK) | UA | SK | 0 | 0 | 0 | 0 | 0 | 0 |  | ok | ok | ok | ok | ok | ok
ITP-00432 |  | UA-TSO-0001 | Gas TSO UA | exit | VelkeUASK | Uzhgorod / Velké Kapušany (UA→SK) | UA | SK | 0 | 0 | 0 | 0 | 0 | 0 |  | ok | ok | ok | ok | ok | ok
ITP-00433 |  | UA-TSO-0001 | Gas TSO UA | exit | VelkeUASK | Uzhgorod / Velké Kapušany (UA→SK) | UA | SK | 0 | 0 | 0 | 0 | 0 | 0 |  | ok | ok | ok | ok | ok | ok
ITP-00434 |  | UA-TSO-0001 | Gas TSO UA | exit | VelkeUASK | Uzhgorod / Velké Kapušany (UA→SK) | UA | SK | 0 | 0 | 0 | 0 | 0 | 0 |  | ok | ok | ok | ok | ok | ok
ITP-00034 | Eynatten (BE) // Lichtenbusch / Raeren (DE) (Thyssengas) | DE-TSO-0002 | Thyssengas | entry | VIPBEDE | VIP Belgium - NCG (BE→DE) | BE | DE | sum | sum | max | av |  |  | best choice for GCV, but stops July 2019 | ok | ok | ok | ok |  |  |  | bFZK | 21X-DE-G-A0A0A-U | 21Z000000000147P | 2019-06-01 15:21
ITP-00057 | Eynatten (BE) // Lichtenbusch / Raeren (DE) (Fluxys TENP) | DE-TSO-0007 | Fluxys TENP | entry | VIPBEDE | VIP Belgium - NCG (BE→DE) | BE | DE | sum | sum | max | av |  |  | Flyxys flow has some gaps that Thyssengas doesn't have, but we need Fluxys for after June 2019, so average both | ok | ok | spikes | ok |  |  |  |  | 21X000000001133M | 21Z000000000174M | 2019-04-18 06:56
ITP-00111 | Eynatten (BE) // Lichtenbusch / Raeren (DE) (OGE) | DE-TSO-0009 | Open Grid Europe | entry | VIPBEDE | VIP Belgium - NCG (BE→DE) | BE | DE | 0 | 0 | 0 | 0 |  |  | does not exist anymore on the TP | ok | ok | ok | ok |  |  |  |  | 21X-DE-C-A0A0A-T | 21Z0000000000163 | 2019-09-26 11:29
ITP-00159 | Eynatten 2 (BE) // Lichtenbusch / Raeren (DE) | BE-TSO-0001 | Fluxys Belgium | exit | VIPBEDE | VIP Belgium - NCG (BE→DE) | BE | DE | 0 | 0 | 0 | 0 |  |  |  | ok | ok | ok | ok |  |  |  |  | 21X-BE-A-A0A0A-Y | 21Z0000000000163 | 2017-12-13 11:28
ITP-00542 | VIP Belgium - NCG | BE-TSO-0001 | Fluxys Belgium | exit | VIPBEDE | VIP Belgium - NCG (BE→DE) | BE | DE | 0 | 0 | 0 | 0 |  |  |  | ok | ok | many gaps | ok |  |  |  |  | 21X-BE-A-A0A0A-Y | 21Z000000000497Z | 2020-03-19 11:28
ITP-00542 | VIP Belgium - NCG | DE-TSO-0009 | Open Grid Europe | entry | VIPBEDE | VIP Belgium - NCG (BE→DE) | BE | DE | sum | sum | 0 | 0 |  |  |  | ok | ok | ok | ok |  |  |  |  | 21X-DE-C-A0A0A-T | 21Z000000000497Z | 2021-09-01 10:06
ITP-00555 | VIP-BENE | BE-TSO-0001 | Fluxys Belgium | exit | VIPBENEBENL | VIP-BENE (BE→NL) | BE | NL | min | min | 0 | av |  |  |  | ok | ok | spike | ok |  |  |  |  | 21X-BE-A-A0A0A-Y | 21Z000000000503T | 2021-05-28 07:01
ITP-00555 | VIP-BENE | NL-TSO-0001 | GTS | entry | VIPBENEBENL | VIP-BENE (BE→NL) | BE | NL | min | min | 1 | av |  |  |  | ok | ok | ok | ok |  |  |  |  | 21X-NL-A-A0A0A-Z | 21Z000000000503T | 2021-06-29 17:23
ITP-00555 | VIP-BENE | BE-TSO-0001 | Fluxys Belgium | entry | VIPBENENLBE | VIP-BENE (NL→BE) | NL | BE | min | min | max | av |  |  |  | ok | ok | ok | ok |  |  |  |  | 21X-BE-A-A0A0A-Y | 21Z000000000503T | 2020-12-19 06:57
ITP-00555 | VIP-BENE | NL-TSO-0001 | GTS | exit | VIPBENENLBE | VIP-BENE (NL→BE) | NL | BE | min | min | max | av |  |  |  | ok | ok | ok | ok |  |  |  |  | 21X-NL-A-A0A0A-Z | 21Z000000000503T | 2021-08-05 15:51
ITP-00537 | VIP Brandov-GASPOOL | CZ-TSO-0001 | NET4GAS | exit | VIPBrandovCZDE | VIP Brandov-GASPOOL (CZ→DE) | CZ | DE | 1 | 1 | 0 | 0 |  |  | CZ exit flow and GCV zero, although DE entry has flows, use only DE entry for flow and GCV; capacities different but finite, DE entry too small, only take CZ exit | ok | ok | zero | zero |  |  |  |  | 21X000000001304L | 21Z0000000004863 | 2020-05-31 09:42
ITP-00537 | VIP Brandov-GASPOOL | DE-TSO-0001 | GASCADE Gastransport | entry | VIPBrandovCZDE | VIP Brandov-GASPOOL (CZ→DE) | CZ | DE | 0 | 0 | 1 | 1 |  |  |  | too small | too small | ok | ok |  |  |  |  | 21X-DE-H-A0A0A-L | 21Z0000000004863 | 2021-08-03 09:45
ITP-00537 | VIP Brandov-GASPOOL | CZ-TSO-0001 | NET4GAS | entry | VIPBrandovDECZ | VIP Brandov-GASPOOL (DE→CZ) | DE | CZ | 0 | 0 | 0 | 0 |  |  | CZ entry flow zero, although DE exit has flows; capacities different but finite, DE exit too small, only take CZ entry; flow is the sum of the other interconnectors, so disregard this | ok | ok | zero | zero |  |  |  |  | 21X000000001304L | 21Z0000000004863 | 2020-08-20 09:23
ITP-00537 | VIP Brandov-GASPOOL | DE-TSO-0001 | GASCADE Gastransport | exit | VIPBrandovDECZ | VIP Brandov-GASPOOL (DE→CZ) | DE | CZ | 0 | 0 | 0 | 0 |  |  |  | too small | too small | ok | ok |  |  |  |  | 21X-DE-H-A0A0A-L | 21Z0000000004863 | 2021-08-03 09:45
ITP-00034 | Eynatten (BE) // Lichtenbusch / Raeren (DE) (Thyssengas) | DE-TSO-0002 | Thyssengas | exit | VIPDEBE | VIP Belgium - NCG (DE→BE) | DE | BE | sum | sum | 0 | 0 |  |  |  | ok | ok | ok | ok |  |  |  |  | 21X-DE-G-A0A0A-U | 21Z000000000147P | 2019-06-01 15:21
ITP-00057 | Eynatten (BE) // Lichtenbusch / Raeren (DE) (Fluxys TENP) | DE-TSO-0007 | Fluxys TENP | exit | VIPDEBE | VIP Belgium - NCG (DE→BE) | DE | BE | sum | sum | max | av |  |  |  | ok | ok | ok | ok |  |  |  |  | 21X000000001133M | 21Z000000000174M | 2019-06-27 06:57
ITP-00111 | Eynatten (BE) // Lichtenbusch / Raeren (DE) (OGE) | DE-TSO-0009 | Open Grid Europe | exit | VIPDEBE | VIP Belgium - NCG (DE→BE) | DE | BE | sum | sum | 0 | av |  |  |  | ok | ok | ok | ok |  |  |  |  | 21X-DE-C-A0A0A-T | 21Z0000000000163 | 2018-10-19 08:30
ITP-00159 | Eynatten 2 (BE) // Lichtenbusch / Raeren (DE) | BE-TSO-0001 | Fluxys Belgium | entry | VIPDEBE | VIP Belgium - NCG (DE→BE) | DE | BE | 0 | 0 | max | 0 |  |  | does not exist anymore on the TP | ok | ok | ok | ok |  |  |  |  | 21X-BE-A-A0A0A-Y | 21Z0000000000163 | 2017-12-13 11:28
ITP-00542 | VIP Belgium - NCG | BE-TSO-0001 | Fluxys Belgium | entry | VIPDEBE | VIP Belgium - NCG (DE→BE) | DE | BE | 0 | 0 | max | 0 |  |  | continuous data since 1 Oct 2019 | ok | ok | ok | ok |  |  |  |  | 21X-BE-A-A0A0A-Y | 21Z000000000497Z | 2020-03-19 11:28
ITP-00542 | VIP Belgium - NCG | DE-TSO-0009 | Open Grid Europe | exit | VIPDEBE | VIP Belgium - NCG (DE→BE) | DE | BE | sum | sum | max | av |  |  |  | ok | ok | ok | ok |  |  |  |  | 21X-DE-C-A0A0A-T | 21Z000000000497Z | 2021-08-14 09:44
ITP-00076 | Bunde (DE) / Oude Statenzijl (H) (NL) (GASCADE) | DE-TSO-0001 | GASCADE Gastransport | exit | VIPTTFGASPOOLHDENL | VIP TTF-GASPOOL (H) (DE→NL) | DE | NL | sum | sum | av | 0 |  |  | no flow data | ok | ok | ok | ok |  |  |  |  | 21X-DE-H-A0A0A-L | 21Z000000000074Q | 2020-04-07 09:21
ITP-00076 | Bunde (DE) / Oude Statenzijl (H) (NL) (GASCADE) | NL-TSO-0001 | GTS | entry | VIPTTFGASPOOLHDENL | VIP TTF-GASPOOL (H) (DE→NL) | DE | NL | 0 | 0 | 0 | sum |  |  | GTS entry firm capacity seems faulty (huge value) | ok | ok | ok | ok |  |  |  |  | 21X-NL-A-A0A0A-Z | 21Z000000000074Q | 2020-02-26 16:08
ITP-00102 | Bunde (DE) / Oude Statenzijl (H) (NL) (GUD) | DE-TSO-0005 | Gasunie Deutschland | exit | VIPTTFGASPOOLHDENL | VIP TTF-GASPOOL (H) (DE→NL) | DE | NL | sum | sum | av | 0 |  |  | flows and bookings zero; no GCV data | ok | ok | missing | ok |  |  |  |  | 21X-DE-D-A0A0A-K | 21Z000000000076M | 2021-02-01 15:28
ITP-00102 | Bunde (DE) / Oude Statenzijl (H) (NL) (GUD) | NL-TSO-0001 | GTS | entry | VIPTTFGASPOOLHDENL | VIP TTF-GASPOOL (H) (DE→NL) | DE | NL | 0 | 0 | 0 | sum |  |  | GTS entry firm capacity seems faulty (huge value) | ok | ok | missing | ok |  |  |  |  | 21X-NL-A-A0A0A-Z | 21Z000000000076M | 2020-02-26 16:08
ITP-00554 | VIP TTF-GASPOOL H | DE-TSO-0001 | GASCADE Gastransport | exit | VIPTTFGASPOOLHDENL | VIP TTF-GASPOOL (H) (DE→NL) | DE | NL | 0 | 0 | 0 | 0 |  |  | no data | missing | missing | missing | missing
ITP-00554 | VIP TTF-GASPOOL H | DE-TSO-0005 | Gasunie Deutschland | exit | VIPTTFGASPOOLHDENL | VIP TTF-GASPOOL (H) (DE→NL) | DE | NL | sum | sum | av | 0 |  |  |  | ok | ok | ok | ok |  |  |  |  | 21X-DE-D-A0A0A-K | 21Z000000000500Z | 2021-07-30 00:02
ITP-00554 | VIP TTF-GASPOOL H | NL-TSO-0001 | GTS | entry | VIPTTFGASPOOLHDENL | VIP TTF-GASPOOL (H) (DE→NL) | DE | NL | 0 | 0 | 0 | 0 |  |  |  | ok | ok | ok | ok |  |  |  |  | 21X-NL-A-A0A0A-Z | 21Z000000000500Z | 2020-02-27 15:34
ITP-00076 | Bunde (DE) / Oude Statenzijl (H) (NL) (GASCADE) | DE-TSO-0001 | GASCADE Gastransport | entry | VIPTTFGASPOOLHNLDE | VIP TTF-GASPOOL (H) (NL→DE) | NL | DE | 0 | 0 | av | sum |  |  | NL exit does not report flows in 2014, better take DE entry; but capacity at DE entry is zero, better take NL exit | zero | zero | ok | ok |  |  |  |  | 21X-DE-H-A0A0A-L | 21Z000000000074Q | 2020-01-22 17:52
ITP-00076 | Bunde (DE) / Oude Statenzijl (H) (NL) (GASCADE) | NL-TSO-0001 | GTS | exit | VIPTTFGASPOOLHNLDE | VIP TTF-GASPOOL (H) (NL→DE) | NL | DE | sum | sum | 0 | 0 |  |  |  | ok | ok | ok | zero |  |  |  |  | 21X-NL-A-A0A0A-Z | 21Z000000000074Q | 2020-02-26 16:08
ITP-00102 | Bunde (DE) / Oude Statenzijl (H) (NL) (GUD) | DE-TSO-0005 | Gasunie Deutschland | entry | VIPTTFGASPOOLHNLDE | VIP TTF-GASPOOL (H) (NL→DE) | NL | DE | sum | sum | av | 0 |  |  |  | ok | ok | ok | ok |  |  | 1 |  | 21X-DE-D-A0A0A-K | 21Z000000000076M | 2020-07-22 15:35
ITP-00102 | Bunde (DE) / Oude Statenzijl (H) (NL) (GUD) | NL-TSO-0001 | GTS | exit | VIPTTFGASPOOLHNLDE | VIP TTF-GASPOOL (H) (NL→DE) | NL | DE | 0 | 0 | 0 | 0 |  |  |  | missing | missing | gaps | ok |  |  | 1 |  | 21X-NL-A-A0A0A-Z | 21Z000000000076M | 2020-02-26 16:08
ITP-00554 | VIP TTF-GASPOOL H | DE-TSO-0001 | GASCADE Gastransport | entry | VIPTTFGASPOOLHNLDE | VIP TTF-GASPOOL (H) (NL→DE) | NL | DE | 0 | 0 | 0 | 0 |  |  | no data | missing | missing | missing | missing
ITP-00554 | VIP TTF-GASPOOL H | DE-TSO-0005 | Gasunie Deutschland | entry | VIPTTFGASPOOLHNLDE | VIP TTF-GASPOOL (H) (NL→DE) | NL | DE | sum | sum | av | sum |  |  |  | ok | ok | ok | ok |  |  |  |  | 21X-DE-D-A0A0A-K | 21Z000000000500Z | 2021-07-13 23:32
ITP-00554 | VIP TTF-GASPOOL H | NL-TSO-0001 | GTS | exit | VIPTTFGASPOOLHNLDE | VIP TTF-GASPOOL (H) (NL→DE) | NL | DE | 0 | 0 | 0 | 0 |  |  |  | ok | ok | ok | ok |  |  |  |  | 21X-NL-A-A0A0A-Z | 21Z000000000500Z | 2020-02-27 15:34
ITP-00118 | Bunde (DE) / Oude Statenzijl (L) (NL) (GTG Nord) | DE-TSO-0006 | Gastransport Nord | exit | VIPTTFGASPOOLLDENL | VIP TTF-GASPOOL (L) (DE→NL) | DEL | NLL | sum | sum | av | sum |  |  | zero flow although bookings; zero firm capacity although bookings | < bookings | ok | ok | < bookings |  |  |  |  | 21X000000001132O | 21Z000000000079G | 2020-04-23 14:04
ITP-00118 | Bunde (DE) / Oude Statenzijl (L) (NL) (GTG Nord) | NL-TSO-0001 | GTS | entry | VIPTTFGASPOOLLDENL | VIP TTF-GASPOOL (L) (DE→NL) | DEL | NLL | 0 | 0 | 0 | 0 |  |  |  | < bookings | missing | missing | < bookings |  |  |  |  | 21X-NL-A-A0A0A-Z | 21Z000000000079G | 2020-02-26 16:08
ITP-00107 | Bunde (DE) / Oude Statenzijl (L) (NL) (GUD) | DE-TSO-0005 | Gasunie Deutschland | exit | VIPTTFGASPOOLLDENL | VIP TTF-GASPOOL (L) (DE→NL) | DEL | NLL | sum | sum | av | sum |  |  | no flow data, other values zero; only DE exit has data | missing | ok | ok | ok |  |  |  |  | 21X-DE-D-A0A0A-K | 21Z000000000078I | 2018-09-25 14:32
ITP-00107 | Bunde (DE) / Oude Statenzijl (L) (NL) (GUD) | NL-TSO-0001 | GTS | entry | VIPTTFGASPOOLLDENL | VIP TTF-GASPOOL (L) (DE→NL) | DEL | NLL | 0 | 0 | 0 | 0 |  |  |  | missing | missing | missing | missing |  |  |  |  | 21X-NL-A-A0A0A-Z | 21Z000000000078I | 2019-11-06 15:06
ITP-00553 | VIP TTF-GASPOOL L | DE-TSO-0005 | Gasunie Deutschland | exit | VIPTTFGASPOOLLDENL | VIP TTF-GASPOOL (L) (DE→NL) | DEL | NLL | sum | sum | av | 0 |  |  | flow is likely to be sum of Bunde GTG and Bunde GUD; all zero | ok | > firm | missing | ok |  |  |  |  | 21X-DE-D-A0A0A-K | 21Z000000000499V | 2021-07-01 16:34
ITP-00553 | VIP TTF-GASPOOL L | NL-TSO-0001 | GTS | entry | VIPTTFGASPOOLLDENL | VIP TTF-GASPOOL (L) (DE→NL) | DEL | NLL | 0 | 0 | 0 | 0 |  |  |  | ok | > firm | missing | ok |  |  |  |  | 21X-NL-A-A0A0A-Z | 21Z000000000499V | 2021-05-27 15:07
ITP-00118 | Bunde (DE) / Oude Statenzijl (L) (NL) (GTG Nord) | DE-TSO-0006 | Gastransport Nord | entry | VIPTTFGASPOOLLNLDE | VIP TTF-GASPOOL (L) (NL→DE) | NLL | DEL | sum | sum | av | sum |  |  |  | ok | ok | ok | ok |  |  |  |  | 21X000000001132O | 21Z000000000079G | 2020-07-21 17:51
ITP-00118 | Bunde (DE) / Oude Statenzijl (L) (NL) (GTG Nord) | NL-TSO-0001 | GTS | exit | VIPTTFGASPOOLLNLDE | VIP TTF-GASPOOL (L) (NL→DE) | NLL | DEL | 0 | 0 | 0 | 0 |  |  |  | ok | ok | ok | ok |  |  |  |  | 21X-NL-A-A0A0A-Z | 21Z000000000079G | 2020-02-26 16:08
ITP-00107 | Bunde (DE) / Oude Statenzijl (L) (NL) (GUD) | DE-TSO-0005 | Gasunie Deutschland | entry | VIPTTFGASPOOLLNLDE | VIP TTF-GASPOOL (L) (NL→DE) | NLL | DEL | sum | sum | av | sum |  |  |  | ok | ok | ok | ok |  |  |  |  | 21X-DE-D-A0A0A-K | 21Z000000000078I | 2020-07-22 15:37
ITP-00107 | Bunde (DE) / Oude Statenzijl (L) (NL) (GUD) | NL-TSO-0001 | GTS | exit | VIPTTFGASPOOLLNLDE | VIP TTF-GASPOOL (L) (NL→DE) | NLL | DEL | 0 | 0 | 0 | 0 |  |  |  | ok | ok | spikes | ok |  |  |  |  | 21X-NL-A-A0A0A-Z | 21Z000000000078I | 2020-02-26 16:08
ITP-00553 | VIP TTF-GASPOOL L | DE-TSO-0005 | Gasunie Deutschland | entry | VIPTTFGASPOOLLNLDE | VIP TTF-GASPOOL (L) (NL→DE) | NLL | DEL | sum | sum | av | 0 |  |  | flow is sum of Bunde GTG and Bunde GUD | ok | ok | ok | ok |  |  |  |  | 21X-DE-D-A0A0A-K | 21Z000000000499V | 2021-04-01 15:26
ITP-00553 | VIP TTF-GASPOOL L | NL-TSO-0001 | GTS | exit | VIPTTFGASPOOLLNLDE | VIP TTF-GASPOOL (L) (NL→DE) | NLL | DEL | 0 | 0 | 0 | 0 |  |  |  | ok | ok | ok | ok |  |  |  |  | 21X-NL-A-A0A0A-Z | 21Z000000000499V | 2020-02-27 15:34
ITP-00066 | Bocholtz (OGE) | DE-TSO-0009 | Open Grid Europe | exit | VIPTTFNCGHDENL | VIP TTF-NCG (H) (DE→NL) | DE | NL | 0 | 0 | 0 | 0 |  |  | only DE exits have flow, all zero | ok | ok | ok | ok |  |  |  | VIP integration - delete data | 21X-DE-C-A0A0A-T | 21Z000000000071W | 2021-02-11 06:40
ITP-00068 | Bocholtz (Fluxys TENP) | DE-TSO-0007 | Fluxys TENP | exit | VIPTTFNCGHDENL | VIP TTF-NCG (H) (DE→NL) | DE | NL | sum | sum | 0 | 0 |  |  |  | ok | ok | ok | ok |  |  |  |  | 21X000000001133M | 21Z0000000002042 | 2020-02-25 07:01
ITP-00169 | Bocholtz | NL-TSO-0001 | GTS | entry | VIPTTFNCGHDENL | VIP TTF-NCG (H) (DE→NL) | DE | NL | 0 | 0 | 0 | 0 |  |  |  | ok | ok | ok | ok |  |  |  |  | 21X-NL-A-A0A0A-Z | 21Z000000000071W | 2019-11-06 15:06
ITP-00103 | Bunde (DE) / Oude Statenzijl (H) (NL) I (OGE) | DE-TSO-0009 | Open Grid Europe | exit | VIPTTFNCGHDENL | VIP TTF-NCG (H) (DE→NL) | DE | NL | 0 | 0 | 0 | 0 |  |  | only NL entry has data | ok | ok | ok | ok |  |  |  | VIP integration - delete data | 21X-DE-C-A0A0A-T | 21Z000000000075O | 2021-02-11 06:40
ITP-00103 | Bunde (DE) / Oude Statenzijl (H) (NL) I (OGE) | NL-TSO-0001 | GTS | entry | VIPTTFNCGHDENL | VIP TTF-NCG (H) (DE→NL) | DE | NL | 0 | 0 | max | 1 |  |  |  | ok | ok | ok | ok |  |  |  |  | 21X-NL-A-A0A0A-Z | 21Z000000000075O | 2020-02-26 16:08
ITP-00551 | VIP TTF-NCG H | DE-TSO-0009 | Open Grid Europe | exit | VIPTTFNCGHDENL | VIP TTF-NCG (H) (DE→NL) | DE | NL | sum | sum | max | 0 |  |  |  | ok | ok | ok | ok |  |  |  |  | 21X-DE-C-A0A0A-T | 21Z000000000502V | 2021-04-16 09:30
ITP-00551 | VIP TTF-NCG H | NL-TSO-0001 | GTS | entry | VIPTTFNCGHDENL | VIP TTF-NCG (H) (DE→NL) | DE | NL | 0 | 0 | max | 0 |  |  |  | ok | ok | ok | ok |  |  |  |  | 21X-NL-A-A0A0A-Z | 21Z000000000502V | 2020-02-27 15:34
ITP-00066 | Bocholtz (OGE) | DE-TSO-0009 | Open Grid Europe | entry | VIPTTFNCGHNLDE | VIP TTF-NCG (H) (NL→DE) | NL | DE | sum | sum | 0 | sum |  |  | sum of DE entry bookings not always smaller than NL exit | ok | ok | ok | ok |  |  |  |  | 21X-DE-C-A0A0A-T | 21Z000000000071W | 2020-04-01 10:22
ITP-00068 | Bocholtz (Fluxys TENP) | DE-TSO-0007 | Fluxys TENP | entry | VIPTTFNCGHNLDE | VIP TTF-NCG (H) (NL→DE) | NL | DE | 0 | 0 | 1 | 0 |  |  | pipe-in-pipe with OGE; smoothest GCV data | ok | ok | ok | ok |  |  |  |  | 21X000000001133M | 21Z0000000002042 | 2020-02-25 07:01
ITP-00169 | Bocholtz | NL-TSO-0001 | GTS | exit | VIPTTFNCGHNLDE | VIP TTF-NCG (H) (NL→DE) | NL | DE | 0 | 0 | 0 | 0 |  |  |  | ok | ok | ok | ok |  |  |  |  | 21X-NL-A-A0A0A-Z | 21Z000000000071W | 2020-02-26 16:08
ITP-00103 | Bunde (DE) / Oude Statenzijl (H) (NL) I (OGE) | DE-TSO-0009 | Open Grid Europe | entry | VIPTTFNCGHNLDE | VIP TTF-NCG (H) (NL→DE) | NL | DE | 0 | 0 | 0 | 0 |  |  |  | ok | ok | ok | ok |  |  |  |  | 21X-DE-C-A0A0A-T | 21Z000000000075O | 2020-04-01 10:23
ITP-00103 | Bunde (DE) / Oude Statenzijl (H) (NL) I (OGE) | NL-TSO-0001 | GTS | exit | VIPTTFNCGHNLDE | VIP TTF-NCG (H) (NL→DE) | NL | DE | sum | sum | 0 | sum |  |  | pipe-in-pipe with Bocholtz OGE, but zeros in 2022, better take Bocholtz OGE flow | ok | ok | ok | ok |  |  |  |  | 21X-NL-A-A0A0A-Z | 21Z000000000075O | 2020-02-26 16:08
ITP-00551 | VIP TTF-NCG H | DE-TSO-0009 | Open Grid Europe | entry | VIPTTFNCGHNLDE | VIP TTF-NCG (H) (NL→DE) | NL | DE | sum | sum | 0 | 0 |  |  | flows diverging, still take average | ok | ok | ok | diverging |  |  |  |  | 21X-DE-C-A0A0A-T | 21Z000000000502V | 2021-09-08 09:42
ITP-00551 | VIP TTF-NCG H | NL-TSO-0001 | GTS | exit | VIPTTFNCGHNLDE | VIP TTF-NCG (H) (NL→DE) | NL | DE | 0 | 0 | 0 | 0 |  |  |  | ok | ok | ok | diverging |  |  |  |  | 21X-NL-A-A0A0A-Z | 21Z000000000502V | 2020-02-27 15:34
ITP-00552 | VIP-TTF-NCG-L | DE-TSO-0002 | Thyssengas | exit | VIPTTFNCGLDENL | VIP TTF-NCG (L) (DE→NL) | DEL | NLL | sum | sum | 1 | 1 |  |  | flow is zero; the only one with some GCV data | ok | ok | ok | ok |  |  |  |  | 21X-DE-G-A0A0A-U | 21Z000000000501X | 2021-02-01 15:28
ITP-00552 | VIP-TTF-NCG-L | DE-TSO-0009 | Open Grid Europe | entry | VIPTTFNCGLDENL | VIP TTF-NCG (L) (DE→NL) | DEL | NLL | 0 | 0 | 0 | 0 |  |  | no data; does not exist anymore | missing | missing | missing | missing
ITP-00552 | VIP TTF-NCG L | NL-TSO-0001 | GTS | entry | VIPTTFNCGLDENL | VIP TTF-NCG (L) (DE→NL) | DEL | NLL | 0 | 0 | 0 | 0 |  |  |  | ok | ok | ok | ok |  |  |  |  | 21X-NL-A-A0A0A-Z | 21Z000000000501X | 2021-05-27 15:07
ITP-00078 | Winterswijk | DE-TSO-0009 | Open Grid Europe | exit | VIPTTFNCGLDENL | VIP TTF-NCG (L) (DE→NL) | DEL | NLL | 0 | 0 | 0 | 0 |  |  |  | ok | ok | ok | ok |  |  |  |  | 21X-DE-C-A0A0A-T | 21Z000000000073S | 2021-02-02 14:26
ITP-00078 | Winterswijk | NL-TSO-0001 | GTS | entry | VIPTTFNCGLDENL | VIP TTF-NCG (L) (DE→NL) | DEL | NLL | sum | sum | 0 | 0 |  |  |  | ok | ok | missing | ok |  |  |  |  | 21X-NL-A-A0A0A-Z | 21Z000000000073S | 2020-02-26 16:08
ITP-00026 | Zevenaar (Thyssengas) | DE-TSO-0002 | Thyssengas | exit | VIPTTFNCGLDENL | VIP TTF-NCG (L) (DE→NL) | DEL | NLL | sum | sum | 0 | 0 |  |  | only NL entry has flow and GCV, flow is zero | ok | ok | ok | ok |  |  |  | FZK | 21X-DE-G-A0A0A-U | 21Z000000000072U | 2021-02-01 15:28
ITP-00060 | Zevenaar (OGE) | DE-TSO-0009 | Open Grid Europe | exit | VIPTTFNCGLDENL | VIP TTF-NCG (L) (DE→NL) | DEL | NLL | 0 | 0 | 0 | 0 |  |  |  | ok | ok | ok | ok |  |  |  |  | 21X-DE-C-A0A0A-T | 21Y0000000001367 | 2021-02-02 14:27
ITP-00259 | Zevenaar | NL-TSO-0001 | GTS | entry | VIPTTFNCGLDENL | VIP TTF-NCG (L) (DE→NL) | DEL | NLL | 0 | 0 | 0 | 0 |  |  |  | ok | ok | ok | ok |  |  |  |  | 21X-NL-A-A0A0A-Z | 21Z000000000072U | 2020-02-26 16:08
ITP-00552 | VIP-TTF-NCG-L | DE-TSO-0002 | Thyssengas | entry | VIPTTFNCGLNLDE | VIP TTF-NCG (L) (NL→DE) | NLL | DEL | sum | sum | av | 0 |  |  | flow is sum of Zevenaar and Winterswijk | ok | ok | ok | ok |  |  |  |  | 21X-DE-G-A0A0A-U | 21Z000000000501X | 2021-04-28 22:25
ITP-00552 | VIP-TTF-NCG-L | DE-TSO-0009 | Open Grid Europe | exit | VIPTTFNCGLNLDE | VIP TTF-NCG (L) (NL→DE) | NLL | DEL | 0 | 0 | 0 | 0 |  |  | no data; does not exist anymore | missing | missing | missing | missing
ITP-00552 | VIP TTF-NCG L | NL-TSO-0001 | GTS | exit | VIPTTFNCGLNLDE | VIP TTF-NCG (L) (NL→DE) | NLL | DEL | 0 | 0 | 0 | 0 |  |  |  | ok | ok | ok | ok |  |  |  |  | 21X-NL-A-A0A0A-Z | 21Z000000000501X | 2020-02-27 15:34
ITP-00078 | Winterswijk | DE-TSO-0009 | Open Grid Europe | entry | VIPTTFNCGLNLDE | VIP TTF-NCG (L) (NL→DE) | NLL | DEL | sum | sum | av | sum |  |  |  | ok | ok | ok | ok |  |  |  |  | 21X-DE-C-A0A0A-T | 21Z000000000073S | 2020-04-01 10:21
ITP-00078 | Winterswijk | NL-TSO-0001 | GTS | exit | VIPTTFNCGLNLDE | VIP TTF-NCG (L) (NL→DE) | NLL | DEL | 0 | 0 | 0 | 0 |  |  |  | ok | ok | ok | ok |  |  |  |  | 21X-NL-A-A0A0A-Z | 21Z000000000073S | 2020-02-26 16:08
ITP-00026 | Zevenaar (Thyssengas) | DE-TSO-0002 | Thyssengas | entry | VIPTTFNCGLNLDE | VIP TTF-NCG (L) (NL→DE) | NLL | DEL | sum | sum | 0 | 0 |  |  |  | ok | ok | ok | ok |  |  |  | bFZK | 21X-DE-G-A0A0A-U | 21Z000000000072U | 2020-12-07 22:22
ITP-00060 | Zevenaar (OGE) | DE-TSO-0009 | Open Grid Europe | entry | VIPTTFNCGLNLDE | VIP TTF-NCG (L) (NL→DE) | NLL | DEL | sum | sum | 0 | sum |  |  |  | ok | ok | ok | ok |  |  |  |  | 21X-DE-C-A0A0A-T | 21Y0000000001367 | 2020-04-01 10:24
ITP-00259 | Zevenaar | NL-TSO-0001 | GTS | exit | VIPTTFNCGLNLDE | VIP TTF-NCG (L) (NL→DE) | NLL | DEL | 0 | 0 | 0 | 0 |  |  |  | ok | ok | ok | ok |  |  |  |  | 21X-NL-A-A0A0A-Z | 21Z000000000072U | 2020-02-26 16:08
ITP-00114 | Blaregnies (BE) / Taisnières (H) (FR) (Segeo) | BE-TSO-0001 | Fluxys Belgium | exit | VirtualysBEFR | Virtualys (BE→FR) | BE | FR | 0 | 0 | 0 | 0 |  |  |  | ok | ok |  | ok |  |  | 1 |  | 21X-BE-A-A0A0A-Y | 21Z000000000012B | 2017-10-03 07:45
ITP-00147 | Blaregnies (H) (BE) / Taisnières (H) (FR) (Troll) | BE-TSO-0001 | Fluxys Belgium | exit | VirtualysBEFR | Virtualys (BE→FR) | BE | FR | 0 | 0 | 0 | 0 |  |  |  | ok | ok |  | ok |  |  | 1 |  | 21X-BE-A-A0A0A-Y | 21Z000000000010F | 2017-10-03 07:45
ITP-00152 | Blaregnies (BE) / Taisnières (H) (FR) (Segeo/Troll) | FR-TSO-0003 | GRTgaz | entry | VirtualysBEFR | Virtualys (BE→FR) | BE | FR | 0 | 0 | av | sum |  |  | flows and capacities are the sum of the two BE exits; GCV on FR side seems more consistent | ok | ok |  | ok |  |  | 1 |  | 21X-FR-A-A0A0A-S | 21Y---A001A008-R | 2017-10-13 00:01
ITP-00526 | VIRTUALYS | BE-TSO-0001 | Fluxys Belgium | exit | VirtualysBEFR | Virtualys (BE→FR) | BE | FR | 0 | 0 | 0 | 0 |  |  | flows since 1 Dec 2017, replacing the ones at Blaregnies (sum of Segeo/Troll) | ok | ok |  | ok |  |  |  |  | 21X-BE-A-A0A0A-Y | 21Z0000000004847 | 2021-05-28 07:01
ITP-00526 | VIRTUALYS | FR-TSO-0003 | GRTgaz | entry | VirtualysBEFR | Virtualys (BE→FR) | BE | FR | 1 | 1 | av | sum |  |  |  | ok | ok |  | ok |  |  |  |  | 21X-FR-A-A0A0A-S | 21Z0000000004847 | 2020-09-27 00:07
ITP-00114 | Blaregnies (BE) / Taisnières (H) (FR) (Segeo) | BE-TSO-0001 | Fluxys Belgium | entry | VirtualysFRBE | Virtualys (FR→BE) | FR | BE | sum | sum | max | sum |  |  | flows have always been zero | [6 empty] | 1 |  | 21X-BE-A-A0A0A-Y | 21Z000000000012B | 2017-10-03 07:45
ITP-00147 | Blaregnies (H) (BE) / Taisnières (H) (FR) (Troll) | BE-TSO-0001 | Fluxys Belgium | entry | VirtualysFRBE | Virtualys (FR→BE) | FR | BE | sum | sum | max | sum |  |  | flows have always been zero | [6 empty] | 1 |  | 21X-BE-A-A0A0A-Y | 21Z000000000010F | 2017-10-03 07:45
ITP-00152 | Blaregnies (BE) / Taisnières (H) (FR) (Segeo/Troll) | FR-TSO-0003 | GRTgaz | exit | VirtualysFRBE | Virtualys (FR→BE) | FR | BE | 0 | 0 | 0 | 0 |  |  | flows have always been zero | [6 empty] | 1 | This is the backhaul direction. No firm capacities are sold on this direction. | 21X-FR-A-A0A0A-S | 21Y---A001A008-R | 2017-02-21 05:16 | 1
ITP-00526 | VIRTUALYS | BE-TSO-0001 | Fluxys Belgium | entry | VirtualysFRBE | Virtualys (FR→BE) | FR | BE | sum | sum | max | sum |  |  | flows since 1 Dec 2017, replacing the ones at Blaregnies (sum of Segeo/Troll) | [8 empty] | 21X-BE-A-A0A0A-Y | 21Z0000000004847 | 2021-05-28 07:01
ITP-00526 | VIRTUALYS | FR-TSO-0003 | GRTgaz | exit | VirtualysFRBE | Virtualys (FR→BE) | FR | BE | 0 | 0 | 0 | 0 | [11 empty] | 21X-FR-A-A0A0A-S | 21Z0000000004847 | 2020-02-25 20:50
ITP-00069 | Waidhaus (OGE) | DE-TSO-0009 | VIP TTF-THE (L) (NL→DE) | entry | WaidhausCZDE | Waidhaus (CZ→DE) | CZ | DE | sum | sum | max | av |  |  | OGE and GRTgaz D entry flows are marked "P-in-P", but not always agreeing with each other; VIP reports values from Feb 2019, but exit always zero (disregard), while entry agreeing with physical point; OGE entry and VIP entry seem the most reliable, average those | ok | ok | ok | ok |  |  |  |  | 21X-DE-C-A0A0A-T | 21Z0000000000236 | 2021-09-04 09:49
ITP-00073 | Waidhaus (GRTgaz D) | DE-TSO-0004 | GRTgaz Deutschland | entry | WaidhausCZDE | Waidhaus (CZ→DE) | CZ | DE | sum | sum | max | av |  |  |  | ok | ok | ok | some zero periods |  |  |  | FZK + DZK + bFZK. According to BNetzA decision BK7-019-037 ("KAP+"), the displayed max. marketable capacity (firm) includes additional capacity ("Zusatzkapazität") in addition to the so-called base capacity. The additional capacity is initially only defined for the current gas year. For the following years, the additional capacity can only be specified as an indicative value and, unlike the base capacity, cannot be marketed yet. | 21X000000001008P | 21Z000000000162T | 2021-10-01 14:14
ITP-00139 | Waidhaus | CZ-TSO-0001 | NET4GAS | exit | WaidhausCZDE | Waidhaus (CZ→DE) | CZ | DE | 0 | 0 | max | av |  |  |  | ok | ok | ok | ok |  |  |  |  | 21X000000001304L | 21Z0000000000236 | 2020-04-15 16:25
ITP-00538 | VIP Waidhaus NCG | CZ-TSO-0001 | NET4GAS | exit | WaidhausCZDE | Waidhaus (CZ→DE) | CZ | DE | 0 | 0 | max | 0 |  |  |  | ok | ok | zero | zero |  |  |  |  | 21X000000001304L | 21Z000000000489Y | 2020-04-15 16:25
ITP-00538 | VIP Waidhaus NCG | DE-TSO-0009 | Open Grid Europe | entry | WaidhausCZDE | Waidhaus (CZ→DE) | CZ | DE | sum | sum | max | av |  |  |  | ok | ok | ok | ok |  |  |  |  | 21X-DE-C-A0A0A-T | 21Z000000000489Y | 2021-09-30 09:28
ITP-00069 | Waidhaus (OGE) | DE-TSO-0009 | Open Grid Europe | exit | WaidhausDECZ | Waidhaus (DE→CZ) | DE | CZ | 0 | 0 | max | 0 |  |  | flow mostly zero; DE exits have spikes or no data at all, let's average CZ entries | ok | ok | ok | spike |  |  |  |  | 21X-DE-C-A0A0A-T | 21Z0000000000236 | 2021-02-02 14:26
ITP-00073 | Waidhaus (GRTgaz D) | DE-TSO-0004 | GRTgaz Deutschland | exit | WaidhausDECZ | Waidhaus (DE→CZ) | DE | CZ | 0 | 0 | max | 0 |  |  |  | ok | ok | ok | no data |  |  |  | FZK + DZK + bFZK. According to BNetzA decision BK7-019-037 ("KAP+"), the displayed max. marketable capacity (firm) includes additional capacity ("Zusatzkapazität") in addition to the so-called base capacity. The additional capacity is initially only defined for the current gas year. For the following years, the additional capacity can only be specified as an indicative value and, unlike the base capacity, cannot be marketed yet. | 21X000000001008P | 21Z000000000162T | 2021-10-01 14:14
ITP-00139 | Waidhaus | CZ-TSO-0001 | NET4GAS | entry | WaidhausDECZ | Waidhaus (DE→CZ) | DE | CZ | av | av | max | av |  |  |  | ok | ok | ok | ok |  |  |  |  | 21X000000001304L | 21Z0000000000236 | 2020-04-15 16:25
ITP-00538 | VIP Waidhaus NCG | CZ-TSO-0001 | NET4GAS | entry | WaidhausDECZ | Waidhaus (DE→CZ) | DE | CZ | av | av | max | av |  |  |  | ok | ok | zero | ok |  |  |  |  | 21X000000001304L | 21Z000000000489Y | 2021-09-19 09:47
ITP-00538 | VIP Waidhaus NCG | DE-TSO-0009 | Open Grid Europe | exit | WaidhausDECZ | Waidhaus (DE→CZ) | DE | CZ | 0 | 0 | max | 0 |  |  |  | ok | ok | ok | no data |  |  |  |  | 21X-DE-C-A0A0A-T | 21Z000000000489Y | 2021-09-22 13:44
ITP-00544 | VIP Germany-CH | DE-TSO-0007 | Fluxys TENP | entry | WallbachCHDE | Wallbach (CH→DE) | CH | DE | sum | sum | max | av |  |  | data since July 2019, flow since October 2021 | ok | ok | ok | ok |  |  |  |  | 21X000000001133M | 21Z0000000004960 | 2019-09-05 06:57
ITP-00294 | Wallbach | CH-TSO-0001 | Swissgas | exit | WallbachCHDE | Wallbach (CH→DE) | CH | DE | 0 | 0 | 0 | 0 |  |  | no data | ok | ok | ok | ok
ITP-00294 | Wallbach | CH-TSO-0002 | FluxSwiss | exit | WallbachCHDE | Wallbach (CH→DE) | CH | DE | 0 | 0 | 0 | 0 |  |  | no data | ok | ok | ok | ok
ITP-00294 | Wallbach | DE-TSO-0007 | Fluxys TENP | entry | WallbachCHDE | Wallbach (CH→DE) | CH | DE | sum | sum | max | av |  |  | only sporadic flows | ok | ok | ok | ok |  |  |  |  | 21X000000001133M | 21Z0000000001216 | 2021-02-03 06:59
ITP-00294 | Wallbach | DE-TSO-0009 | Open Grid Europe | entry | WallbachCHDE | Wallbach (CH→DE) | CH | DE | 0 | 0 | 0 | 0 |  |  |  | ok | ok | ok | ok |  |  |  |  | 21X-DE-C-A0A0A-T | 21Z0000000001232 | 2021-02-02 14:24
ITP-00294 | Wallbach | DE-TSO-0019 | Fluxys TENP & OGE | entry | WallbachCHDE | Wallbach (CH→DE) | CH | DE | 0 | 0 | 0 | 0 |  |  | no data | ok | ok | ok | ok
ITP-00544 | VIP Germany-CH | DE-TSO-0007 | Fluxys TENP | exit | WallbachDECH | Wallbach (DE→CH) | DE | CH | sum | sum | 0 | 0 |  |  | data since July 2019; flow is the same as at Wallbach | ok | ok | ok | ok |  |  |  |  | 21X000000001133M | 21Z0000000004960 | 2020-12-17 06:58
ITP-00294 | Wallbach | CH-TSO-0001 | Swissgas | entry | WallbachDECH | Wallbach (DE→CH) | DE | CH | 0 | 0 | 0 | 0 |  |  | no data | ok | ok | ok | ok
ITP-00294 | Wallbach | CH-TSO-0002 | FluxSwiss | entry | WallbachDECH | Wallbach (DE→CH) | DE | CH | 0 | 0 | 0 | 0 |  |  | no data | ok | ok | ok | ok
ITP-00294 | Wallbach | DE-TSO-0007 | Fluxys TENP | exit | WallbachDECH | Wallbach (DE→CH) | DE | CH | sum | sum | 0 | av |  |  | DE TENP exit and DE OGE exit are P-in-P, average flows | ok | ok | ok | ok |  |  |  |  | 21X000000001133M | 21Z0000000001216 | 2020-07-07 06:57
ITP-00294 | Wallbach | DE-TSO-0009 | Open Grid Europe | exit | WallbachDECH | Wallbach (DE→CH) | DE | CH | sum | sum | 1 | av |  |  |  | ok | ok | ok | ok |  |  |  |  | 21X-DE-C-A0A0A-T | 21Z0000000001232 | 2019-08-03 08:50
ITP-00294 | Wallbach | DE-TSO-0019 | Fluxys TENP & OGE | exit | WallbachDECH | Wallbach (DE→CH) | DE | CH | 0 | 0 | 0 | 0 |  |  | no data | ok | ok | ok | ok
ITP-00099 | Wloclawek | PL-TSO-0001 | GAZ-SYSTEM (ISO) | exit | WloclawekPLYAMPL | Wloclawek (PL/Yamal→PL) | PLYAM | PL | min | min | max | av |  |  | no flow or GCV data | ok | ok | missing | missing
ITP-00099 | Wloclawek | PL-TSO-0002 | GAZ-SYSTEM | entry | WloclawekPLYAMPL | Wloclawek (PL/Yamal→PL) | PLYAM | PL | min | min | max | av |  |  |  | ok | ok | missing | missing
ITP-00092 | Wysokoje | BY-TSO-0001 | Gazprom Belarus | exit | WysokojeBYPL | Wysokoje (BY→PL) | BY | PL | min | min | av | av | min | min |  | ok | ok |  | ok | ok | ok
ITP-00092 | Wysokoje | PL-TSO-0002 | GAZ-SYSTEM | entry | WysokojeBYPL | Wysokoje (BY→PL) | BY | PL | min | min | av | av | min | min | only PL entry has data; timeseriesses seem complete | ok | ok |  | ok | ok | ok |  |  | 21X-PL-A-A0A0A-B | 21Z000000000136U | 2021-07-10 07:40
ITP-00276 | Stara Zagora | BG-TSO-0001 | Bulgartransgaz | exit | ZagoraBGIGB | Stara Zagora (BG→BG/IGB) | BG | IGB | min | min | max | av | min | min | no flow | ok | ok | ok | ok | ok | ok
ITP-00276 | Stara Zagora | BG-TSO-0003 | ICGB | entry | ZagoraBGIGB | Stara Zagora (BG→BG/IGB) | BG | IGB | min | min | max | av | min | min | no flow | ok | ok | ok | ok | ok | ok
ITP-00276 | Stara Zagora | BG-TSO-0001 | Bulgartransgaz | entry | ZagoraIGBBG | Stara Zagora (BG/IGB→BG) | IGB | BG | min | min | max | av | min | min |  | ok | ok | ok | ok | ok | ok
ITP-00276 | Stara Zagora | BG-TSO-0003 | ICGB | exit | ZagoraIGBBG | Stara Zagora (BG/IGB→BG) | IGB | BG | min | min | max | av | min | min |  | ok | ok | ok | ok | ok | ok
ITP-00088 | Zandvliet H-gas | BE-TSO-0001 | Fluxys Belgium | exit | ZandvlietBENL | Zandvliet (BE→NL) | BE | NL | min | min | max | av |  |  |  | ok | ok | ok | ok |  |  |  |  | 21X-BE-A-A0A0A-Y | 21Z0000000001062 | 2017-12-13 11:28
ITP-00088 | Zandvliet H-gas | NL-TSO-0001 | GTS | entry | ZandvlietBENL | Zandvliet (BE→NL) | BE | NL | min | min | max | av |  |  |  | ok | ok | ok | ok |  |  |  |  | 21X-NL-A-A0A0A-Z | 21Z0000000001062 | 2020-03-03 15:13
ITP-00088 | Zandvliet H-gas | BE-TSO-0001 | Fluxys Belgium | entry | ZandvlietNLBE | Zandvliet (NL→BE) | NL | BE | min | min | max | av |  |  |  | ok | ok | ok | partially |  |  |  |  | 21X-BE-A-A0A0A-Y | 21Z0000000001062 | 2017-12-13 11:28
ITP-00088 | Zandvliet H-gas | NL-TSO-0001 | GTS | exit | ZandvlietNLBE | Zandvliet (NL→BE) | NL | BE | min | min | max | av |  |  |  | ok | ok | ok | ok |  |  |  |  | 21X-NL-A-A0A0A-Z | 21Z0000000001062 | 2020-03-03 15:13
ITP-00110 | Zelzate (Zebra Pijpleiding) | BE-TSO-0001 | Fluxys Belgium | exit | ZebraBENL | Zelzate (Zebra) (BE→NL) | BE | NL | min | min | max | av |  |  | BE exit reporting until Dec 2020, NL entry since Dec 2020; GCV zero since Dec 2020 | partially | partially | partially | partially |  |  |  |  | 21X-BE-A-A0A0A-Y | 21Z0000000000171 | 2020-10-10 06:58
ITP-00110 | Zelzate (Zebra Pijpleiding) | NL-TSO-0001 | GTS | entry | ZebraBENL | Zelzate (Zebra) (BE→NL) | BE | NL | min | min | max | av |  |  |  | partially | partially | partially/zero | partially |  |  |  |  | 21X-NL-A-A0A0A-Z | 21Z0000000000171 | 2021-01-02 15:07
ITP-00110 | Zelzate (Zebra Pijpleiding) | BE-TSO-0001 | Fluxys Belgium | entry | ZebraNLBE | Zelzate (Zebra) (NL→BE) | NL | BE | min | min | max | av |  |  | flow is zero | ok | ok | ok | ok |  |  |  |  | 21X-BE-A-A0A0A-Y | 21Z0000000000171 | 2017-12-13 11:28
ITP-00110 | Zelzate (Zebra Pijpleiding) | NL-TSO-0001 | GTS | exit | ZebraNLBE | Zelzate (Zebra) (NL→BE) | NL | BE | min | min | max | av |  |  |  | ok | ok | ok | ok |  |  |  |  | 21X-NL-A-A0A0A-Z | 21Z0000000000171 | 2021-01-02 15:07
ITP-00061 | Zeebrugge IZT | BE-TSO-0001 | Fluxys Belgium | exit | ZeebruggeBEIUK | Zeebrugge / IZT (BE→UK/IUK) | BE | IUK | 0 | 0 | 1 | av |  |  | Interconnector; where the flow data exists, UK entry agrees with BE exit, can be averaged; BE exit capacity is way too small, take only UK entry capacity | ok | ok | ok | ok |  |  |  |  | 21X-BE-A-A0A0A-Y | 21Z0000000000074 | 2021-05-28 07:01
ITP-00061 | Zeebrugge IZT | UK-TSO-0003 | Interconnector | entry | ZeebruggeBEIUK | Zeebrugge / IZT (BE→UK/IUK) | BE | IUK | 1 | 1 | 0 | av |  |  |  | ok | ok | spikes | ok |  |  |  |  | 21X-GB-B-A0A0A-Z | 21Z0000000000074 | 2021-07-14 08:21
ITP-00106 | Zeebrugge ZPT | BE-TSO-0001 | Fluxys Belgium | exit | ZeebruggeBENO | Zeebrugge / ZPT (BE→NO) | BE | NO | min | min | av | av |  |  | Zeepipe; only BE exit contains data, always zero, timeseriesses seem complete | ok | ok |  | ok |  |  |  |  | 21X-BE-A-A0A0A-Y | 21Z000000000046V | 2017-12-13 11:28
ITP-00106 | Zeebrugge ZPT | NO-TSO-0001 | Gassco | entry | ZeebruggeBENO | Zeebrugge / ZPT (BE→NO) | BE | NO | min | min | av | av |  |  |  | ok | ok |  | ok
ITP-00061 | Zeebrugge IZT | BE-TSO-0001 | Fluxys Belgium | entry | ZeebruggeIUKBE | Zeebrugge / IZT (UK/IUK→BE) | IUK | BE | 0 | 0 | max | av |  |  | Interconnector; where the flow data exists, UK exit agrees with BE entry, can be averaged; BE entry capacity is much smaller than on the maps 2019/2021, while UK exit capacity agrees with maps, ENTSOG colleagues recommend to take smaller BE entry capacity; GCV has one outlier, otherwise can take maximum of both | ok | ok |  | ok |  |  |  |  | 21X-BE-A-A0A0A-Y | 21Z0000000000074 | 2021-09-10 18:28
ITP-00061 | Zeebrugge IZT | UK-TSO-0003 | Interconnector | exit | ZeebruggeIUKBE | Zeebrugge / IZT (UK/IUK→BE) | IUK | BE | 1 | 1 | max | av |  |  |  | ok | ok |  | ok |  |  |  |  | 21X-GB-B-A0A0A-Z | 21Z0000000000074 | 2021-09-27 19:12
ITP-00106 | Zeebrugge ZPT | BE-TSO-0001 | Fluxys Belgium | entry | ZeebruggeNOBE | Zeebrugge / ZPT (NO→BE) | NO | BE | min | min | av | av |  |  | Zeepipe; only BE entry contains flow data, timeseriesses seem complete; strangely flow much higher than capacity (including interruptible) | < map19 | ok |  | ok |  |  |  |  | 21X-BE-A-A0A0A-Y | 21Z000000000046V | 2021-09-25 06:32
ITP-00106 | Zeebrugge ZPT | NO-TSO-0001 | Gassco | exit | ZeebruggeNOBE | Zeebrugge / ZPT (NO→BE) | NO | BE | min | min | av | av |  |  |  | < map19 | ok |  | ok
ITP-00101 | Zelzate | BE-TSO-0001 | Fluxys Belgium | exit | ZelzateBENL | Zelzate (BE→NL) | BE | NL | min | min | max | av |  |  |  | ok | ok | gaps | ok |  |  |  |  | 21X-BE-A-A0A0A-Y | 21Z000000000019Y | 2017-12-13 11:28
ITP-00101 | Zelzate | NL-TSO-0001 | GTS | entry | ZelzateBENL | Zelzate (BE→NL) | BE | NL | min | min | max | av |  |  |  | ok | ok | huge spike, gaps | ok |  |  |  |  | 21X-NL-A-A0A0A-Z | 21Z000000000019Y | 2020-02-26 16:08
ITP-00101 | Zelzate | BE-TSO-0001 | Fluxys Belgium | entry | ZelzateNLBE | Zelzate (NL→BE) | NL | BE | min | min | max | av |  |  |  | ok | ok | ok | ok |  |  |  |  | 21X-BE-A-A0A0A-Y | 21Z000000000019Y | 2017-12-13 11:28
ITP-00101 | Zelzate | NL-TSO-0001 | GTS | exit | ZelzateNLBE | Zelzate (NL→BE) | NL | BE | min | min | max | av |  |  |  | ok | ok | ok | ok |  |  |  |  | 21X-NL-A-A0A0A-Z | 21Z000000000019Y | 2020-02-26 16:08
ITP-00252 | Gubin Gaz-System - PL / Guben ONTRAS DE | DE-TSO-0003 | ONTRAS | exit |  | Gubin / Guben (DE→PL) | DE | PL | min | min | max | av |  |  | does not exist anymore on the TP | missing | missing | missing | missing |  |  |  |  | 21X-DE-F-A0A0A-2 | 21Z000000000089D | 2015-09-04 12:28
ITP-00252 | Gubin Gaz-System - PL / Guben ONTRAS DE | PL-TSO-0002 | GAZ-SYSTEM | entry |  | Gubin / Guben (DE→PL) | DE | PL | min | min | max | av |  |  | does not exist anymore on the TP | missing | missing | missing | missing
ITP-00253 | Kamminke ONTRAS - DE / Kamminke Gaz-System PL | PL-TSO-0002 | GAZ-SYSTEM | exit |  | Kamminke (PL→DE) | PL | DE | min | min | max | av |  |  | does not exist anymore on the TP | missing | missing | missing | missing
ITP-00253 | Kamminke ONTRAS - DE / Kamminke Gaz-System PL | DE-TSO-0003 | ONTRAS | entry |  | Kamminke (PL→DE) | PL | DE | min | min | max | av |  |  | does not exist anymore on the TP | missing | missing | missing | missing |  |  |  |  | 21X-DE-F-A0A0A-2 | 21Z000000000090S | 2015-09-04 12:28
ITP-00013 | Lasów | DE-TSO-0003 | ONTRAS | exit |  | Lasów (DE→PL) | DE | PL | min | min | max | av |  |  | does not exist anymore on the TP | missing | missing | missing | missing |  |  |  |  | 21X-DE-F-A0A0A-2 | 21Z000000000057Q | 2017-04-28 12:14
ITP-00013 | Lasów | PL-TSO-0002 | GAZ-SYSTEM | entry |  | Lasów (DE→PL) | DE | PL | min | min | max | av |  |  | does not exist anymore on the TP | missing | missing | missing | missing
ITP-00013 | Lasów | DE-TSO-0003 | ONTRAS | entry |  | Lasów (PL→DE) | PL | DE | min | min | max | av |  |  | does not exist anymore on the TP | missing | missing | missing | missing |  |  |  |  | 21X-DE-F-A0A0A-2 | 21Z000000000057Q | 2016-03-23 12:42
ITP-00013 | Lasów | PL-TSO-0002 | GAZ-SYSTEM | exit |  | Lasów (PL→DE) | PL | DE | min | min | max | av |  |  | does not exist anymore on the TP | missing | missing | missing | missing
ITP-00519 | Dunkerque DKB (BE) | BE-TSO-0001 | Fluxys Belgium | exit |  | Dunkerque DKB (BE→FR/LNG) | BE | LNGFR | 1 | 1 | 1 | 1 |  |  | only BE exit has data; only capacity and bookings; all zero | ok | ok | ok | o |  |  |  |  | 21X-BE-A-A0A0A-Y | 22Z20150428----L | 2017-10-12 06:26
ITP-00519 | Dunkerque DKB (BE) | BE-TSO-0001 | Fluxys Belgium | entry |  | Dunkerque DKB (FR/LNG→BE) | LNGFR | BE | 1 | 1 | 1 | 1 |  |  | only BE entry has data; only capacity and bookings | ok | ok | missing | missing |  |  |  |  | 21X-BE-A-A0A0A-Y | 22Z20150428----L | 2020-04-23 06:57
ITP-00100 | Korneti | LV-TSO-0001 | Conexus | exit |  | Korneti (LV→RU) | LV | RU | 0 | 0 | 0 | 0 | 0 | 0 | does not exist anymore | deleted | deleted | deleted | deleted | deleted | deleted |  |  | 21X000000001379R | 21Z000000000155Q | 2019-10-30 14:16
ITP-00100 | Korneti | LV-TSO-0001 | Conexus | entry |  | Korneti (RU→LV) | RU | LV | 0 | 0 | 0 | 0 | 0 | 0 | does not exist anymore | deleted | deleted | deleted | deleted | deleted | deleted |  |  | 21X000000001379R | 21Z000000000155Q | 2018-03-07 01:15
ITP-10010 | VIP TTF-THE-L | DE-TSO-0002 | Thyssengas | exit |  | VIP TTF-THE (L) (DE→NL) | DEL | NLL | 0 | 0 | 0 | 0 |  |  | data from Oct 2021; flows zero; replacing VIP TTF-NCG and VIP TTF-GASPOOL, sum of the physical points; don't consider to avoid double-counting | ok | ok | ok | ok
ITP-10010 | VIP TTF-THE-L | NL-TSO-0001 | GTS | entry |  | VIP TTF-THE (L) (DE→NL) | DEL | NLL | 0 | 0 | 0 | 0 |  |  |  | ok | ok | ok | ok
ITP-10010 | VIP TTF-THE-L | DE-TSO-0002 | Thyssengas | entry |  | VIP TTF-THE (L) (NL→DE) | NLL | DEL | 0 | 0 | 0 | 0 |  |  | data from Oct 2021; flows zero; replacing VIP TTF-NCG and VIP TTF-GASPOOL, sum of the physical points; don't consider to avoid double-counting | ok | ok | ok | ok
ITP-10010 | VIP TTF-THE-L | NL-TSO-0001 | GTS | exit |  | VIP TTF-THE (L) (NL→DE) | NLL | DEL | 0 | 0 | 0 | 0 |  |  |  | ok | ok | ok | ok
ITP-00516 | Zone Oude Statenzijl H | DE-TSO-0005 | Gasunie Deutschland | exit |  | Zone Oude Statenzijl (DE→NL) | DE | NL | 0 | 0 | 0 | 0 |  |  | no data; does not exist anymore | missing | missing | missing | missing
ITP-00516 | Zone Oude Statenzijl H | NL-TSO-0001 | GTS | entry |  | Zone Oude Statenzijl (DE→NL) | DE | NL | 0 | 0 | 0 | 0 |  |  | no data; does not exist anymore | missing | missing | missing | missing
ITP-00001 | PIR MIDI | FR-TSO-0002 | TIGF | entry | [18 empty] | No comment | 21X-FR-B-A0A0A-J | 21Y---A001A007-U | 2015-02-25 15:50
ITP-00001 | PIR MIDI | FR-TSO-0002 | TIGF | exit | [18 empty] | No comment | 21X-FR-B-A0A0A-J | 21Y---A001A007-U | 2015-02-25 15:49
ITP-00024 | Imatra | FI-TSO-0001 | Gasum Oy | entry |  |  |  |  | 0 | 0 | 0 | 0 | 0 | 0 | Does not exist anymore | ok | ok | ok | ok | ok |  |  |  | 21X-FI-A-A0A0A-G | 21Z000000000059M | 2019-01-18 09:28
ITP-00151 | Vlieghuis | NL-TSO-0001 | GTS | entry | [10 empty] | connects to RWE, an "ESO" | [8 empty] | 21X-NL-A-A0A0A-Z | 21Z000000000135W | 2021-09-22 21:43
ITP-00151 | Vlieghuis | NL-TSO-0001 | GTS | exit | [19 empty] | 21X-NL-A-A0A0A-Z | 21Z000000000135W | 2021-09-22 21:43
ITP-00163 | Liaison Nord Sud | FR-TSO-0003 | GRTgaz | entry | [19 empty] | 21X-FR-A-A0A0A-S | 21Z000000000166L | 2017-04-11 11:20
ITP-00163 | Liaison Nord Sud | FR-TSO-0003 | GRTgaz | exit | [19 empty] | 21X-FR-A-A0A0A-S | 21Z000000000166L | 2017-04-11 11:20
ITP-00190 | Kienbaum | DE-TSO-0001 | GASCADE Gastransport | entry | [19 empty] | 21X-DE-H-A0A0A-L | 37Z000000001078I | 2021-09-30 17:08
ITP-00190 | Kienbaum | DE-TSO-0001 | GASCADE Gastransport | exit | [19 empty] | 21X-DE-H-A0A0A-L | 37Z000000001078I | 2021-09-30 17:08
ITP-00190 | Kienbaum | DE-TSO-0009 | Open Grid Europe | entry | [19 empty] | 21X-DE-C-A0A0A-T | 37Z000000001078I | 2021-07-30 09:49
ITP-00190 | Kienbaum | DE-TSO-0009 | Open Grid Europe | exit | [19 empty] | 21X-DE-C-A0A0A-T | 37Z000000001078I | 2020-02-22 09:49
ITP-00191 | Drohne GUD / OGE | DE-TSO-0009 | Open Grid Europe | entry | [19 empty] | 21X-DE-C-A0A0A-T | 37Z000000006388F | 2015-03-17 17:10
ITP-00191 | Drohne GUD / OGE | DE-TSO-0009 | Open Grid Europe | exit | [19 empty] | 21X-DE-C-A0A0A-T | 37Z000000006388F | 2015-03-17 21:49
ITP-00192 | Emsbüren-Berge | DE-TSO-0002 | Thyssengas | entry | [19 empty] | 21X-DE-G-A0A0A-U | 37Z000000004972G | 2018-08-01 15:22
ITP-00192 | Emsbüren-Berge | DE-TSO-0002 | Thyssengas | exit | [18 empty] | FZK | 21X-DE-G-A0A0A-U | 37Z000000004972G | 2020-11-01 15:23
ITP-00192 | Emsbüren-Berge | DE-TSO-0005 | Gasunie Deutschland | entry | [19 empty] | 21X-DE-D-A0A0A-K | 37Z000000004972G | 2020-04-21 13:10
ITP-00192 | Emsbüren-Berge | DE-TSO-0005 | Gasunie Deutschland | exit | [19 empty] | 21X-DE-D-A0A0A-K | 37Z000000004972G | 2021-05-29 22:17
ITP-00193 | Emsbüren RG (L-gas) | DE-TSO-0009 | Open Grid Europe | entry | [19 empty] | 21X-DE-C-A0A0A-T | 37Z000000006391Q | 2015-03-17 17:10
ITP-00193 | Emsbüren RG (L-gas) | DE-TSO-0009 | Open Grid Europe | exit | [19 empty] | 21X-DE-C-A0A0A-T | 37Z000000006391Q | 2015-03-17 21:49
ITP-00194 | Wardenburg RG | DE-TSO-0005 | Gasunie Deutschland | entry | [19 empty] | 21X-DE-D-A0A0A-K | 37Z000000006389D | 2021-04-22 11:49
ITP-00194 | Wardenburg RG | DE-TSO-0005 | Gasunie Deutschland | exit | [19 empty] | 21X-DE-D-A0A0A-K | 37Z000000006389D | 2020-09-17 22:39
ITP-00194 | Wardenburg RG | DE-TSO-0009 | Open Grid Europe | entry | [19 empty] | 21X-DE-C-A0A0A-T | 37Z000000006389D | 2015-03-17 21:49
ITP-00194 | Wardenburg RG | DE-TSO-0009 | Open Grid Europe | exit | [19 empty] | 21X-DE-C-A0A0A-T | 37Z000000006389D | 2021-09-10 09:43
ITP-00195 | Steinitz | DE-TSO-0003 | ONTRAS | entry | [19 empty] | 21X-DE-F-A0A0A-2 | 21Z000000000237O | 2019-05-24 11:05
ITP-00195 | Steinitz | DE-TSO-0003 | ONTRAS | exit | [19 empty] | 21X-DE-F-A0A0A-2 | 21Z000000000237O | 2019-05-24 11:05
ITP-00195 | Steinitz | DE-TSO-0009 | Open Grid Europe | entry | [19 empty] | 21X-DE-C-A0A0A-T | 21Z000000000237O | 2021-07-30 09:49
ITP-00195 | Steinitz | DE-TSO-0009 | Open Grid Europe | exit | [19 empty] | 21X-DE-C-A0A0A-T | 21Z000000000237O | 2021-09-10 09:43
ITP-00196 | Broichweiden Süd | DE-TSO-0001 | GASCADE Gastransport | entry | [19 empty] | 21X-DE-H-A0A0A-L | 37Z000000004913W | 2021-09-30 17:08
ITP-00196 | Broichweiden Süd | DE-TSO-0001 | GASCADE Gastransport | exit | [19 empty] | 21X-DE-H-A0A0A-L | 37Z000000004913W | 2021-09-30 17:08
ITP-00196 | Broichweiden Süd | DE-TSO-0002 | Thyssengas | entry | [18 empty] | bFZK | 21X-DE-G-A0A0A-U | 37Z000000004913W | 2018-08-01 15:22
ITP-00196 | Broichweiden Süd | DE-TSO-0002 | Thyssengas | exit | [18 empty] | FZK | 21X-DE-G-A0A0A-U | 37Z000000004913W | 2020-11-01 15:23
ITP-00197 | Quarnstedt | DE-TSO-0009 | Open Grid Europe | entry | [19 empty] | 21X-DE-C-A0A0A-T | 37Z000000006560T | 2015-03-17 17:10
ITP-00197 | Quarnstedt | DE-TSO-0009 | Open Grid Europe | exit | [19 empty] | 21X-DE-C-A0A0A-T | 37Z000000006560T | 2015-03-17 17:10
ITP-00198 | Reckrod | DE-TSO-0001 | GASCADE Gastransport | entry | [18 empty] | FZK+DZK+bFZK | 21X-DE-H-A0A0A-L | 37Z000000004923T | 2017-10-25 15:43
ITP-00198 | Reckrod | DE-TSO-0001 | GASCADE Gastransport | exit | [18 empty] | FZK+DZK+bFZK | 21X-DE-H-A0A0A-L | 37Z000000004923T | 2017-10-25 15:43
ITP-00198 | Reckrod | DE-TSO-0009 | Open Grid Europe | entry | [19 empty] | 21X-DE-C-A0A0A-T | 37Z000000004923T | 2016-01-02 10:05
ITP-00198 | Reckrod | DE-TSO-0009 | Open Grid Europe | exit | [19 empty] | 21X-DE-C-A0A0A-T | 37Z000000004923T | 2016-04-22 13:58
ITP-00199 | Bunder-Tief | DE-TSO-0005 | Gasunie Deutschland | entry | [19 empty] | 21X-DE-D-A0A0A-K | 37Z000000006390S | 2020-04-21 13:10
ITP-00199 | Bunder-Tief | DE-TSO-0005 | Gasunie Deutschland | exit | [19 empty] | 21X-DE-D-A0A0A-K | 37Z000000006390S | 2020-04-21 13:10
ITP-00199 | Bunder-Tief | DE-TSO-0009 | Open Grid Europe | entry | [19 empty] | 21X-DE-C-A0A0A-T | 37Z000000006390S | 2017-02-01 16:07
ITP-00199 | Bunder-Tief | DE-TSO-0009 | Open Grid Europe | exit | [19 empty] | 21X-DE-C-A0A0A-T | 37Z000000006390S | 2021-09-30 09:28
ITP-00200 | Nordlohne | DE-TSO-0009 | Open Grid Europe | entry | [19 empty] | 21X-DE-C-A0A0A-T | 37Z000000005008J | 2015-03-17 17:10
ITP-00200 | Nordlohne | DE-TSO-0009 | Open Grid Europe | exit | [19 empty] | 21X-DE-C-A0A0A-T | 37Z000000005008J | 2015-06-17 08:32
ITP-00203 | Lampertheim IV | DE-TSO-0001 | GASCADE Gastransport | entry | [19 empty] | 21X-DE-H-A0A0A-L | 37Z000000001442N | 2021-09-30 17:08
ITP-00203 | Lampertheim IV | DE-TSO-0001 | GASCADE Gastransport | exit | [19 empty] | 21X-DE-H-A0A0A-L | 37Z000000001442N | 2021-07-20 10:04
ITP-00203 | Lampertheim IV | DE-TSO-0014 | terranets bw | entry | [19 empty] | 21X000000001163D | 37Z000000001442N | 2016-05-03 17:41
ITP-00203 | Lampertheim IV | DE-TSO-0014 | terranets bw | exit | [19 empty] | 21X000000001163D | 37Z000000001442N | 2021-07-08 16:59
ITP-00206 | Pfronten | DE-TSO-0010 | bayernets | exit | [19 empty] | 21X-DE-A-A0A0A-A | 21Z000000000263N | 2014-08-07 20:15
ITP-00209 |  | NO-TSO-0001 | Gassco | entry |  |  | av av av av av av: 0 | flow is split on DE/NL side; use those entry values and drop this value to avoid double-counting
ITP-00209 |  | NO-TSO-0001 | Gassco | exit |  |  | av av av av av av: 0 | flow is split on DE/NL side; use those entry values and drop this value to avoid double-counting
ITP-00256 | Ahlten | DE-TSO-0008 | Nowega | entry | [19 empty] | 21X000000001049B | 37Z000000006231B | 2018-08-23 13:32
ITP-00256 | Ahlten | DE-TSO-0008 | Nowega | exit | [19 empty] | 21X000000001049B | 37Z000000006231B | 2018-08-23 13:32
ITP-00256 | Ahlten | DE-TSO-0009 | Open Grid Europe | entry | [19 empty] | 21X-DE-C-A0A0A-T | 37Z000000006231B | 2020-05-28 15:31
ITP-00256 | Ahlten | DE-TSO-0009 | Open Grid Europe | exit | [18 empty] | Workaround data correction | 21X-DE-C-A0A0A-T | 37Z000000006231B | 2021-06-15 11:50
ITP-00257 | Lampertheim I | DE-TSO-0001 | GASCADE Gastransport | exit | [18 empty] | FZK+DZK+bFZK | 21X-DE-H-A0A0A-L | 37Z0000000007905 | 2017-10-25 15:14
ITP-00257 | Lampertheim I | DE-TSO-0009 | Open Grid Europe | entry | [19 empty] | 21X-DE-C-A0A0A-T | 37Z0000000007905 | 2016-04-22 13:58
ITP-00257 | Lampertheim I | DE-TSO-0009 | Open Grid Europe | exit | [19 empty] | 21X-DE-C-A0A0A-T | 37Z0000000007905 | 2015-03-17 21:49
ITP-00268 | Gernsheim | DE-TSO-0001 | GASCADE Gastransport | entry | [19 empty] | 21X-DE-H-A0A0A-L | 37Z000000006481P | 2021-09-30 17:08
ITP-00268 | Gernsheim | DE-TSO-0001 | GASCADE Gastransport | exit | [19 empty] | 21X-DE-H-A0A0A-L | 37Z000000006481P | 2020-06-02 09:17
ITP-00268 | Gernsheim | DE-TSO-0004 | GRTgaz Deutschland | entry | [18 empty] | FZK + DZK + bFZK | 21X000000001008P | 37Z000000006481P | 2019-06-03 10:33
ITP-00268 | Gernsheim | DE-TSO-0004 | GRTgaz Deutschland | exit | [18 empty] | FZK + DZK + bFZK | 21X000000001008P | 37Z000000006481P | 2021-04-26 10:41
ITP-00277 | Drohne GASCADE / OGE | DE-TSO-0001 | GASCADE Gastransport | entry | [19 empty] | 21X-DE-H-A0A0A-L | 21Z0000000004774 | 2018-01-02 09:46
ITP-00277 | Drohne GASCADE / OGE | DE-TSO-0001 | GASCADE Gastransport | exit | [19 empty] | 21X-DE-H-A0A0A-L | 21Z0000000004774 | 2017-03-09 08:25
ITP-00279 | Hatfield Moor OnShore | UK-TSO-0001 | National Grid Gas | entry | [19 empty] | 21X-GB-A-A0A0A-7 | 21Z000000000228P | 2019-09-30 23:39
ITP-00282 | Kiefersfelden-Kufstein | DE-TSO-0009 | Open Grid Europe | exit | [19 empty] | 21X-DE-C-A0A0A-T | 21Z000000000038U | 2015-03-17 17:10
ITP-00284 | Theddlethorpe | UK-TSO-0001 | National Grid Gas | entry | [19 empty] | 21X-GB-A-A0A0A-7 | 21YTH-EC-------Q | 2021-09-30 16:08
ITP-00288 | SRG Delivery to other transmission networks | IT-TSO-0001 | Snam Rete Gas | exit | [18 empty] | It is not possible to book the aggregate capacity, so the information is not meaningful to the market. Please, note that the correct information with the punctual capacity per point is published on the SRG website | 21X-IT-A-A0A0A-7 | 21Y0000000000557 | 2015-10-07 03:23 | 1
ITP-00289 | BE Quality Conversion Point H-Zone | BE-TSO-0001 | Fluxys Belgium | entry | [19 empty] | 21X-BE-A-A0A0A-Y | 21Z000000000246N | 2017-10-03 07:49
ITP-00289 | BE Quality Conversion Point H-Zone | BE-TSO-0001 | Fluxys Belgium | exit | [19 empty] | 21X-BE-A-A0A0A-Y | 21Z000000000246N | 2017-12-13 11:28
ITP-00290 | BE Quality Conversion Point L-Zone | BE-TSO-0001 | Fluxys Belgium | entry | [19 empty] | 21X-BE-A-A0A0A-Y | 21Z000000000245P | 2021-09-29 06:58
ITP-00290 | BE Quality Conversion Point L-Zone | BE-TSO-0001 | Fluxys Belgium | exit | [19 empty] | 21X-BE-A-A0A0A-Y | 21Z000000000245P | 2017-10-03 07:49
ITP-00292 | GMS Ihtiman | BG-TSO-0001 | Bulgartransgaz | entry | [18 empty] | GMS Ihtiman is not relevant point as of 29 March 2018. GMS Ihtiman has been virtualized. Its capacity is commercially marketed at Transfer point NGTN <-> GTNTT since January 2017. | 21X-BG-A-A0A0A-C | 21Z000000000308R | 2018-04-12 15:44 | 1
ITP-00292 | GMS Ihtiman | BG-TSO-0001 | Bulgartransgaz | exit | [18 empty] | GMS Ihtiman is not relevant point as of 29 March 2018. GMS Ihtiman has been virtualized. Its capacity is commercially marketed at Transfer point NGTN <-> GTNTT since January 2017. | 21X-BG-A-A0A0A-C | 21Z000000000308R | 2018-04-12 15:44 | 1
ITP-00298 | Carrickfergus | IE-TSO-0001 | GNI (UK) | entry |  |  | min min min min min min: 0; min min min min min min: 0; av av av av av av: 0 | NI-internal | [8 empty] | 21X-GB-C-A0A0A-Q | 21Z0000000003964 | 2016-10-01 19:39
ITP-00298 | Carrickfergus | UK-TSO-0002 |  | exit |  |  | min min min min min min: 0; min min min min min min: 0; av av av av av av: 0 | NI-internal
ITP-00305 | Dinxperlo | NL-TSO-0001 | GTS | exit | [10 empty] | connects to RWE, an "ESO" | [8 empty] | 21X-NL-A-A0A0A-Z | 21Z000000000344N | 2020-02-26 16:08
ITP-00306 | Zone L-Gas GUD/OGE | DE-TSO-0005 | Gasunie Deutschland | entry | [19 empty] | 21X-DE-D-A0A0A-K | 37Y000000000288Q | 2018-09-25 14:32
ITP-00306 | Zone L-Gas GUD/OGE | DE-TSO-0005 | Gasunie Deutschland | exit | [19 empty] | 21X-DE-D-A0A0A-K | 37Y000000000288Q | 2018-11-01 04:08
ITP-00306 | Zone L-Gas GUD/OGE | DE-TSO-0009 | Open Grid Europe | entry | [19 empty] | 21X-DE-C-A0A0A-T | 37Y000000000288Q | 2018-10-18 08:26
ITP-00306 | Zone L-Gas GUD/OGE | DE-TSO-0009 | Open Grid Europe | exit | [18 empty] | Workaround data correction | 21X-DE-C-A0A0A-T | 37Y000000000288Q | 2020-09-02 16:27 | 1
ITP-00308 | Haiming 2-RAGES/bn | DE-TSO-0010 | bayernets | entry | [19 empty] | 21X-DE-A-A0A0A-A | 21Z000000000445H | 2021-09-02 07:17
ITP-00308 | Haiming 2-RAGES/bn | DE-TSO-0010 | bayernets | exit | [19 empty] | 21X-DE-A-A0A0A-A | 21Z000000000445H | 2021-09-02 07:17
ITP-00440 | GMS Caushany | MD-TSO-0001 | Moldovatransgaz LLC | entry |  |  |  |  | 0 | 0 | 0 | 0 | 0 | 0 | no data | no data | no data | no data | no data | no data | no data
ITP-00440 | GMS Caushany | UA-TSO-0001 | Gas TSO UA | exit |  |  |  |  | 0 | 0 | 0 | 0 | 0 | 0 | no data | no data | no data | no data | no data | no data | no data |  |  | 21X000000001397P | 21Z000000000179C | 2021-10-01 14:12
ITP-00444 | Lymanske (UA) / (MD) | UA-TSO-0001 | Gas TSO UA | entry | [19 empty] | 21X000000001397P | 21Z000000000360P | 2021-09-30 14:08
ITP-00444 | Lymanske (UA) / (MD) | UA-TSO-0001 | Gas TSO UA | exit | [19 empty] | 21X000000001397P | 21Z000000000360P | 2021-10-01 14:12
ITP-00492 | Bacton IPs | UK-TSO-0001 | National Grid Gas | entry | [19 empty] | 21X-GB-A-A0A0A-7 | 48YBI-EC-------0 | 2019-09-30 23:39
ITP-00494 | Misso / Estonia | EE-TSO-0001 | Elering | entry | [19 empty] | 10X1001A1001A39W | 38ZEEG-0007104-R | 2016-11-23 16:17
ITP-00498 | Steinbrink (DE) | DE-TSO-0008 | Nowega | entry | [19 empty] | 21X000000001049B | 37Z0000000068681 | 2018-08-23 13:32
ITP-00498 | Steinbrink (DE) | DE-TSO-0008 | Nowega | exit | [19 empty] | 21X000000001049B | 37Z0000000068681 | 2018-06-06 12:48
ITP-00498 | Steinbrink (DE) | DE-TSO-0009 | Open Grid Europe | entry | [18 empty] | Workaround data correction | 21X-DE-C-A0A0A-T | 37Z0000000068681 | 2021-07-13 07:51
ITP-00498 | Steinbrink (DE) | DE-TSO-0009 | Open Grid Europe | exit | [18 empty] | Workaround data correction | 21X-DE-C-A0A0A-T | 37Z0000000068681 | 2021-07-13 07:51
ITP-00499 | Zone GASCADE / OGE | DE-TSO-0001 | GASCADE Gastransport | entry | [19 empty] | 21X-DE-H-A0A0A-L | 37Y000000000385S | 2021-09-30 17:08
ITP-00499 | Zone GASCADE / OGE | DE-TSO-0001 | GASCADE Gastransport | exit | [19 empty] | 21X-DE-H-A0A0A-L | 37Y000000000385S | 2021-07-20 10:07
ITP-00499 | Zone GASCADE / OGE | DE-TSO-0009 | Open Grid Europe | entry | [19 empty] | 21X-DE-C-A0A0A-T | 37Y000000000385S | 2021-09-30 09:28
ITP-00499 | Zone GASCADE / OGE | DE-TSO-0009 | Open Grid Europe | exit | [19 empty] | 21X-DE-C-A0A0A-T | 37Y000000000385S | 2021-09-30 09:28
ITP-00501 | Lubmin II | DE-TSO-0018 | Fluxys Deutschland | exit | [19 empty] | 21X0000000012388 | 21Z0000000004790 | 2020-02-01 06:58
ITP-00513 | Vitzeroda MÜP | DE-TSO-0001 | GASCADE Gastransport | entry | [19 empty] | 21X-DE-H-A0A0A-L | 37Z000000007164W | 2018-10-05 10:12
ITP-00513 | Vitzeroda MÜP | DE-TSO-0001 | GASCADE Gastransport | exit | [19 empty] | 21X-DE-H-A0A0A-L | 37Z000000007164W | 2018-09-18 08:58
ITP-00513 | Vitzeroda MÜP | DE-TSO-0009 | Open Grid Europe | entry | [19 empty] | 21X-DE-C-A0A0A-T | 37Z000000007164W | 2021-09-30 09:28
ITP-00513 | Vitzeroda MÜP | DE-TSO-0009 | Open Grid Europe | exit | [19 empty] | 21X-DE-C-A0A0A-T | 37Z000000007164W | 2021-01-05 11:53
ITP-00515 | Transfer Point NGTN <-> GTNTT | BG-TSO-0001 | Bulgartransgaz | entry | [19 empty] | 21X-BG-A-A0A0A-C | 58Z-TRANSFERNT-E | 2020-02-10 15:05
ITP-00515 | Transfer Point NGTN <-> GTNTT | BG-TSO-0001 | Bulgartransgaz | exit | [19 empty] | 21X-BG-A-A0A0A-C | 58Z-TRANSFERNT-E | 2020-02-10 15:05
ITP-00517 | Achim II | DE-TSO-0009 | Open Grid Europe | entry | [19 empty] | 21X-DE-C-A0A0A-T | 37Z0000000070550 | 2021-04-16 09:28
ITP-00517 | Achim II | DE-TSO-0009 | Open Grid Europe | exit | [19 empty] | 21X-DE-C-A0A0A-T | 37Z0000000070550 | 2021-01-05 11:53
ITP-00517 | Achim II | DE-TSO-0018 | Fluxys Deutschland | entry | [19 empty] | 21X0000000012388 | 37Z0000000070550 | 2019-04-02 07:02
ITP-00517 | Achim II | DE-TSO-0018 | Fluxys Deutschland | exit | [19 empty] | 21X0000000012388 | 37Z0000000070550 | 2019-05-29 07:01
ITP-00518 | Deutschneudorf_NEW-HSK1 | DE-TSO-0003 | ONTRAS | exit | [19 empty] | 21X-DE-F-A0A0A-2 | 21Z0000000004782 | 2017-03-04 11:25
ITP-00523 | Ronneburg | DE-TSO-0001 | GASCADE Gastransport | entry | [19 empty] | 21X-DE-H-A0A0A-L | 37Z0000000031598 | 2018-09-26 16:23
ITP-00523 | Ronneburg | DE-TSO-0001 | GASCADE Gastransport | exit | [19 empty] | 21X-DE-H-A0A0A-L | 37Z0000000031598 | 2018-09-26 16:23
ITP-00523 | Ronneburg | DE-TSO-0009 | Open Grid Europe | entry | [19 empty] | 21X-DE-C-A0A0A-T | 37Z0000000031598 | 2021-02-02 09:30
ITP-00523 | Ronneburg | DE-TSO-0009 | Open Grid Europe | exit | [19 empty] | 21X-DE-C-A0A0A-T | 37Z0000000031598 | 2021-02-02 09:30
ITP-00524 | Drohne NOWAL | DE-TSO-0001 | GASCADE Gastransport | entry | [19 empty] | 21X-DE-H-A0A0A-L | 21Z0000000004774 | 2021-09-30 17:08
ITP-00524 | Drohne NOWAL | DE-TSO-0001 | GASCADE Gastransport | exit | [19 empty] | 21X-DE-H-A0A0A-L | 21Z0000000004774 | 2020-06-09 09:10
ITP-00524 | Drohne NOWAL | DE-TSO-0009 | Open Grid Europe | entry | [19 empty] | 21X-DE-C-A0A0A-T | 21Z0000000004774 | 2021-04-16 09:28
ITP-00524 | Drohne NOWAL | DE-TSO-0009 | Open Grid Europe | exit | [19 empty] | 21X-DE-C-A0A0A-T | 21Z0000000004774 | 2021-01-05 11:53
ITP-00535 | Deutschneudorf EUGAL Brandov | DE-TSO-0003 | ONTRAS | entry | [19 empty] | 21X-DE-F-A0A0A-2 | 21Z0000000004839 | 2020-04-22 12:23
ITP-00536 | VIP L GASPOOL-NCG | DE-TSO-0008 | Nowega | entry | [19 empty] | 21X000000001049B | 37Z000000007353T | 2021-08-02 18:11
ITP-00536 | VIP L GASPOOL-NCG | DE-TSO-0008 | Nowega | exit | [19 empty] | 21X000000001049B | 37Y000000000431A | 2020-11-26 22:14
ITP-00536 | VIP L GASPOOL-NCG | DE-TSO-0009 | Open Grid Europe | entry | [19 empty] | 21X-DE-C-A0A0A-T | 37Z000000007353T | 2021-09-30 09:28
ITP-00536 | VIP L GASPOOL-NCG | DE-TSO-0009 | Open Grid Europe | exit | [19 empty] | 21X-DE-C-A0A0A-T | 37Z000000007353T | 2021-01-05 11:54
ITP-00541 | Atlantique | FR-TSO-0003 | GRTgaz | entry | [19 empty] | 21X-FR-A-A0A0A-S | 63Z2183181399744 | 2021-09-22 06:21
ITP-00541 | Atlantique | FR-TSO-0003 | GRTgaz | exit | [19 empty] | 21X-FR-A-A0A0A-S | 63Z2183181399744 | 2021-09-22 06:21
ITP-00543 | Compulsory Stocks Exit Point (PL) (WPWYzo) | PL-TSO-0002 | GAZ-SYSTEM | exit | [18 empty] | Technical point for the purposes of activities related to the obligation to deliver compulsory stocks held outside the territory of Poland. | 21X-PL-A-A0A0A-B | 53ZPL0000100010J | 2019-06-04 10:14 | 1

## PRD
pointKey | pointLabel | operatorKey | operatorLabel | directionKey | edge_name | edge_display_name | from_node | to_node | firm | firmbooked | gcv | flow | Remarks | check_firm | check_firmbooked | check_gcv | check_flow | for_review | itemRemarks | tsoEicCode | tsoItemIdentifier | lastUpdateDateTime | isNA
PRD-00170 | Aggregated entries NGTN (BG) | BG-TSO-0001 | Bulgartransgaz | entry |  |  | ProdBG | BG | 0 | 0 | 0 | 0 | does not exist anymore | missing | missing | missing | missing |  |  | 21X-BG-A-A0A0A-C | 21Y000000000040K | 2021-07-08 19:38
PRD-00240 | Aggregated Production DE (GASCADE) | DE-TSO-0001 | GASCADE Gastransport | entry | ProdDE |  | ProdDE | DE | sum | sum | av | sum | no GCV data, otherwise good; flow since 2019 | ok | ok | missing | ok |  |  | 21X-DE-H-A0A0A-L | 21Y0000000001286 | 2020-10-06 09:12
PRD-00202 | Aggregate Production H-Gas (Thyssengas) | DE-TSO-0002 | Thyssengas | entry | ProdDE |  | ProdDE | DE | sum | sum | av | sum | data looks good | ok | ok | ok | ok |  |  | 21X-DE-G-A0A0A-U | 21Y0000000000387 | 2020-12-17 22:27
PRD-00203 | Aggregate Production L-Gas (Thyssengas) | DE-TSO-0002 | Thyssengas | entry | ProdDE |  | ProdDE | DE | sum | sum | av | sum | no data | missing | missing | missing | missing |  | This is an Aggregated Production point. Currently no production facilities are connected. The publication of capacity information for this point is Not Applicable. | 21X-DE-G-A0A0A-U | 21Y0000000000379 | 2016-06-24 12:50 | 1
PRD-00167 | Production (DE) (GUD) H-Gas-Summe Produktion | DE-TSO-0005 | Gasunie Deutschland | entry | ProdDE |  | ProdDE | DE | sum | sum | av | sum | looks all good | ok | ok | ok | ok |  |  | 21X-DE-D-A0A0A-K | 21Z000000000336M | 2021-08-01 19:14
PRD-00168 | Production (DE) (GUD) L-Gas-Summe Produktion | DE-TSO-0005 | Gasunie Deutschland | entry | ProdDE |  | ProdDE | DE | sum | sum | av | sum | looks all good | ok | ok | ok | ok |  |  | 21X-DE-D-A0A0A-K | 21Z000000000335O | 2021-08-01 19:14
PRD-00021 | Schneeren | DE-TSO-0008 | Nowega | entry | ProdDE |  | ProdDE | DE | sum | sum | av | sum | Erdgas Münster; data looks good; all zero since August 2018 | ok | ok | ok | ok |  |  | 21X000000001049B | 21Y000000000068Z | 2018-08-01 22:08
PRD-00221 | Voigtei (DE) | DE-TSO-0008 | Nowega | entry | ProdDE |  | ProdDE | DE | sum | sum | av | sum | all good; data until 1-4-2016 | partially far below flow | ok | ok | ok |  |  | 21X000000001049B | 37Z000000007006D | 2018-08-01 22:08
PRD-00222 | Dötlingen Production (DE) | DE-TSO-0008 | Nowega | entry | ProdDE |  | ProdDE | DE | sum | sum | av | sum | all good; all zero since June 2018 | ok | ok | ok | ok |  |  | 21X000000001049B | 37Z000000007007B | 2018-07-01 17:58
PRD-00223 | Frenswegen (DE) | DE-TSO-0008 | Nowega | entry | ProdDE |  | ProdDE | DE | sum | sum | av | sum | all good; all zero since August 2018 | ok | ok | ok | ok |  |  | 21X000000001049B | 37Z0000000070089 | 2018-08-01 22:08
PRD-00224 | Böstlingen (DE) | DE-TSO-0008 | Nowega | entry | ProdDE |  | ProdDE | DE | sum | sum | av | sum | all good; all zero since August 2018 | ok | ok | ok | ok |  |  | 21X000000001049B | 37Z0000000070097 | 2018-08-01 22:08
PRD-00225 | Barrien (DE) | DE-TSO-0008 | Nowega | entry | ProdDE |  | ProdDE | DE | sum | sum | av | sum | all good; all zero since August 2018 | ok | ok | ok | ok |  |  | 21X000000001049B | 37Z000000007010M | 2018-08-01 22:08
PRD-00226 | Gr. Giesen HHW (DE) | DE-TSO-0008 | Nowega | entry | ProdDE |  | ProdDE | DE | sum | sum | av | sum | data until July 2018; firm technical and firm booked always zero | zero although finite flow | zero although finite flow | ok | ok |  |  | 21X000000001049B | 37Z000000007011K | 2018-07-01 17:58
PRD-00227 | Lehringen (DE) | DE-TSO-0008 | Nowega | entry | ProdDE |  | ProdDE | DE | sum | sum | av | sum | all good; all zero since August 2018 | ok | ok | ok | ok |  |  | 21X000000001049B | 37Z000000007012I | 2018-08-01 22:08
PRD-00228 | Rehden Production (DE) | DE-TSO-0008 | Nowega | entry | ProdDE |  | ProdDE | DE | sum | sum | av | sum | all good; all zero since August 2018 | ok | ok | ok | ok |  |  | 21X000000001049B | 37Z000000007014E | 2018-08-01 22:08
PRD-00229 | Unterlüss Production (DE) | DE-TSO-0008 | Nowega | entry | ProdDE |  | ProdDE | DE | sum | sum | av | sum | all good; all zero since August 2018 | ok | ok | ok | ok |  |  | 21X000000001049B | 37Z000000007015C | 2018-08-01 22:08
PRD-00234 | Nowega Aggregation Production | DE-TSO-0008 | Nowega | entry | ProdDE |  | ProdDE | DE | sum | sum | av | sum | all good; data until 1-4-2016 | ok | ok | ok | ok |  |  | 21X000000001049B | 21Y000000000130J | 2018-07-13 19:09
PRD-00200 | Production (OGE) (DE) | DE-TSO-0009 | Open Grid Europe | entry | ProdDE |  | ProdDE | DE | sum | sum | av | sum | data looks good | ok | ok | ok | ok |  |  | 21X-DE-C-A0A0A-T | 21Z000000000342R | 2021-01-27 09:57
PRD-00243 | Aggregated Production (terranets bw) | DE-TSO-0014 | terranets bw | entry | ProdDE |  | ProdDE | DE | sum | sum | av | sum | only flow data, starting from 1-6-2021 | missing | missing | missing | ok |  |  | 21X000000001163D | 21Y917356934859I | 2021-10-01 12:35
PRD-00209 | Estonia Production Point | EE-TSO-0001 | Elering | entry | ProdEE |  | ProdEE | EE | 1 | 1 | 0 | 0 | only firm technical and firm booked, all zero | ok | ok | missing | missing |  |  | 10X1001A1001A39W | 38ZEEG-0007106-L | 2020-04-15 15:53
PRD-00231 | Aggregated Production Sites (ES) | ES-TSO-0006 | Enagas | entry | ProdES |  | ProdES | ES | 1 | 1 | 1 | 1 | no GCV reported; reporting starts 16-07-2017 | ok | ok | missing | ok |  |  | 21X000000001254A | 21Y000000000030N | 2021-09-02 00:42
PRD-00197 | Production (HR) | HR-TSO-0001 | Plinacro Ltd | entry | ProdHR |  | ProdHR | HR | 1 | 1 | 1 | 1 | GCV sparsely reported after 16-06-2018 | ok | ok | large gaps | ok |  |  | 21X-HR-A-A0A0A-4 | 21Y000000000050H | 2021-04-01 17:13
PRD-00157 | Production H-Gas MOL | HU-TSO-0001 | FGSZ | entry | ProdHU |  | ProdHU | HU | sum | sum | av | sum | a gap in GCV data around Jan 2018, otherwise all fine; do they need to be summed? | ok | ok | small gap | ok | 1 |  | 21X-HU-A-A0A0A-8 | 39WKETELJCS57EN5 | 2020-12-12 22:06
PRD-00236 | Aggregated Single Production (HU) | HU-TSO-0001 | FGSZ | entry | ProdHU |  | ProdHU | HU | sum | sum | av | sum | data looks good; do they need to be summed? | ok | ok | ok | ok | 1 |  | 21X-HU-A-A0A0A-8 | 39WOVETERMELOBEQ | 2020-06-25 22:05
PRD-00154 | IT - Indigenous Production | IT-TSO-0001 | Snam Rete Gas | entry | ProdIT |  | ProdIT | IT | 0 | 0 | 0 | 1 | only flow reported | missing | missing | missing | ok |  | It is not possible to book the aggregate capacity, so the information is not meaningful to the market. Please, note that the correct information with the punctual capacity per point is published on the SRG website | 21X-IT-A-A0A0A-7 | 21Y0000000000565 | 2015-10-07 03:23 | 1
PRD-00196 | Production (NL) | NL-TSO-0001 | GTS | entry | ProdNL |  | ProdNL | NL | 1 | 1 | 1 | 1 | data looks good | ok | ok | ok | ok |  |  | 21X-NL-A-A0A0A-Z | 52Y0000000000014 | 2021-08-27 15:36
PRD-00153 | Domestic Gas Fields (PL) | PL-TSO-0002 | GAZ-SYSTEM | entry | ProdPL |  | ProdPL | PL | sum | sum | av | sum | data looks good, probably to sum H-gas and L-gas | [6 empty] | 21X-PL-A-A0A0A-B | 21Y0000000000638 | 2021-09-19 06:01
PRD-00218 | Domestic Gas Fields - L-gas (PL) | PL-TSO-0002 | GAZ-SYSTEM | entry | ProdPL |  | ProdPL | PL | sum | sum | av | sum | [7 empty] | 21X-PL-A-A0A0A-B | 21Y000000000095W | 2021-09-29 06:13
PRD-00162 | Production (RO) | RO-TSO-0001 | Transgaz | entry | ProdRO |  | ProdRO | RO | 1 | 1 | 1 | 1 | data looks good | ok | ok | ok | ok |  |  | 21X-RO-A-A0A0A-S | 21Z000000000317Q | 2021-08-03 14:17
PRD-00151 | Barrow | UK-TSO-0001 | National Grid Gas | entry | ProdUK |  | ProdUK | UK | sum | sum | av | sum | data looks good | ok | ok | ok | ok |  |  | 21X-GB-A-A0A0A-7 | 21YBR-EC-------T | 2019-09-30 23:39
PRD-00152 | Burton Point | UK-TSO-0001 | National Grid Gas | entry | ProdUK |  | ProdUK | UK | sum | sum | av | sum | data looks good | ok | ok | ok | ok |  |  | 21X-GB-A-A0A0A-7 | 21YBP-EC-------G | 2019-09-30 23:39
PRD-00156 | Bacton (UKCS) | UK-TSO-0001 | National Grid Gas | entry | ProdUK |  | ProdUK | UK | sum | sum | av | sum | data looks good | ok | ok | ok | ok |  |  | 21X-GB-A-A0A0A-7 | 48YBU-EC-------4 | 2019-09-30 23:39
PRD-00198 | Aggregate Production (ONTRAS) (DE) | DE-TSO-0003 | ONTRAS | entry |  |  |  |  | 0 | 0 | 0 | 0 | some gaps until 2015 but then all good; UPDATE: DOES NOT EXIST ANYMORE (0 DIRECTIONS) | missing | missing | missing | missing |  |  | 21X-DE-F-A0A0A-2 | 21Y000000000033H | 2020-10-06 11:14
PRD-00200 | Production (OGE) (DE) | DE-TSO-0009 | Open Grid Europe | exit |  |  | DE | ProdDE | 0 | 0 | 0 | 0 | [7 empty] | 21X-DE-C-A0A0A-T | 21Z000000000342R | 2015-03-17 21:43
PRD-00158 | Production_L-Gas regional_MOL_(Entry) | HU-TSO-0001 | FGSZ | entry |  |  |  | HU | 0 | 0 | 0 | 0 | does this exist? | [6 empty] | 21X-HU-A-A0A0A-8 | 39WGEBABOCS1ZENV | 2018-09-07 22:03
PRD-00159 | Production_Inert-Gas_MOL_(Entry) | HU-TSO-0001 | FGSZ | entry |  |  |  | HU | 0 | 0 | 0 | 0 | does this exist? | [6 empty] | 21X-HU-A-A0A0A-8 | 39WHAKENDER2NNNQ | 2017-01-12 10:47
PRD-00160 | Production L-Gas_MOL | HU-TSO-0001 | FGSZ | entry |  |  |  | HU | 0 | 0 | 0 | 0 | does this exist? | [6 empty] | 21X-HU-A-A0A0A-8 | 39WKETELJCS58EN1 | 2018-09-07 22:03
PRD-00161 | Production_H-Gas_Tiszavasvari | HU-TSO-0001 | FGSZ | entry |  |  |  | HU | 0 | 0 | 0 | 0 | does this exist? | [6 empty] | 21X-HU-A-A0A0A-8 | 39WMITISZAV2NNNR | 2018-09-07 22:03
PRD-00235 | Exit for Blending (HU) | HU-TSO-0001 | FGSZ | exit |  |  | HU | ProdHU | 0 | 0 | 0 | 0 | no data | [6 empty] | 21X-HU-A-A0A0A-8 | 39ZKEVEROKORKI1I | 2021-08-05 23:46
PRD-00196 | Production (NL) | NL-TSO-0001 | GTS | exit |  |  | NL | ProdNL | 0 | 0 | 0 | 0 | no data | ok | ok | ok | ok |  | N/A | 21X-NL-A-A0A0A-Z | 52Y0000000000014 | 2017-04-06 20:18 | 1
PRD-00219 | Nitrogen Removal Plants - L-gas (PL) | PL-TSO-0002 | GAZ-SYSTEM | exit |  |  | PL |  | 1 | 1 | 1 | 1 | nitrogen removal plant; how to account for it? data since 1-3-2016, all good | ok | ok | ok | ok | 1 |  | 21X-PL-A-A0A0A-B | 21Y000000000096U | 2021-10-01 06:35

## LNG
pointKey | pointLabel | operatorKey | operatorLabel | directionKey | edge_name | edge_display_name | from_node | to_node | firm | firmbooked | gcv | flow | Remarks | check_firm | check_firmbooked | check_gcv | check_flow | for_review | itemRemarks | tsoEicCode | tsoItemIdentifier | lastUpdateDateTime | isNA
LNG-00003 | Dunkerque LNG / PEG North | FR-TSO-0003 | GRTgaz | entry | DunkerqueLNGFR |  | LNGFR | FR | 1 | 1 | 1 | 1 | data since July 2016 | ok | ok | ok | ok |  |  | 21X-FR-A-A0A0A-S | 21Z000000000371K | 2021-09-22 06:21
LNG-00003 | Dunkerque LNG / PEG North | FR-TSO-0003 | GRTgaz | exit | DunkerqueFRLNG |  | FR | LNGFR | 1 | 1 | 1 | 1 | no data | ok | ok | ok | ok |  | No capacity on the exit direction | 21X-FR-A-A0A0A-S | 21Z000000000371K | 2016-02-12 16:50 | 1
LNG-00004 | OLT LNG / Livorno | IT-TSO-0001 | Snam Rete Gas | entry | LivornoLNGIT |  | ITLNG | IT | 1 | 1 | 1 | 1 |  | ok | ok | ok | ok |  |  | 21X-IT-A-A0A0A-7 | 21Z000000000275G | 2021-06-18 19:28
LNG-00004 | OLT LNG / Livorno | IT-LSO-0004 | OLT | exit | LivornoLNGIT |  | ITLNG | IT | 0 | 0 | 0 | 0 | no data | ok | ok | ok | ok
LNG-00005 | Alveringem | BE-TSO-0001 | Fluxys Belgium | entry | AlveringemFRBE |  | FR | BE | min | min | max | av | no data; included in VIRTUALYS since 2017 | missing | missing | missing | missing |  |  | 21X-BE-A-A0A0A-Y | 21Z000000000359A | 2017-11-25 02:24
LNG-00005 | Alveringem | BE-TSO-0001 | Fluxys Belgium | exit | AlveringemBEFR |  | BE | FR | min | min | max | av | no data; included in VIRTUALYS since 2017 | missing | missing | missing | missing |  | Considering the Firm exit capacities offered and available on Blaregnies, no backhaul capacities are offered on this point | 21X-BE-A-A0A0A-Y | 21Z000000000359A | 2017-02-20 09:39 | 1
LNG-00005 | Alveringem | FR-TSO-0003 | GRTgaz | entry | AlveringemBEFR |  | BE | FR | min | min | max | av | no data; included in VIRTUALYS since 2017 | missing | missing | missing | missing
LNG-00005 | Alveringem | FR-TSO-0003 | GRTgaz | exit | AlveringemFRBE |  | FR | BE | min | min | max | av | no data; included in VIRTUALYS since 2017 | missing | missing | missing | missing
LNG-00006 | Swinoujscie | PL-TSO-0002 | GAZ-SYSTEM | entry | SwinLNGPL |  | LNGPL | PL | 1 | 1 | 1 | 1 |  | ok | ok | ok | ok |  |  | 21X-PL-A-A0A0A-B | 21Z000000000454G | 2021-03-27 06:02
LNG-00006 | Swinoujscie | PL-LSO-0002 | Gaz-System (LSO) | exit | SwinLNGPL |  | LNGPL | PL | 0 | 0 | 0 | 0 | no data | ok | ok | ok | ok
LNG-00007 | Teesside | UK-TSO-0001 | National Grid Gas | entry | TeessideLNGUK |  | LNGUK | UK | 1 | 1 | 1 | 1 |  | ok | ok | ok | ok |  |  | 21X-GB-A-A0A0A-7 | 21YTE-EC-------P | 2019-09-30 23:39
LNG-00007 | Teesside | UK-LSO-0005 | Dockside | exit | TeessideLNGUK |  | LNGUK | UK | 0 | 0 | 0 | 0 | no data | ok | ok | ok | ok
LNG-00007 | Teesside | UK-LSO-0006 | Trafigura | exit | TeessideLNGUK |  | LNGUK | UK | 0 | 0 | 0 | 0 | no data | ok | ok | ok | ok
LNG-00008 | Isle of Grain | UK-TSO-0001 | National Grid Gas | entry | GrainLNGUK |  | LNGUK | UK | 1 | 1 | 1 | 1 |  | ok | ok | ok | ok |  |  | 21X-GB-A-A0A0A-7 | 21YIG-EC-------X | 2019-09-30 23:39
LNG-00008 | Isle of Grain | UK-LSO-0001 | Grain LNG | exit | GrainLNGUK |  | LNGUK | UK | 0 | 0 | 0 | 0 | no data | ok | ok | ok | ok
LNG-00012 | Barcelona | ES-TSO-0006 | Enagas | entry | [15 empty] | 21X000000001254A | 21Z000000000063V | 2020-03-02 00:49
LNG-00013 | Bilbao | ES-TSO-0006 | Enagas | entry | [15 empty] | 21X000000001254A | 21Z0000000001402 | 2020-03-02 00:49
LNG-00014 | Agia Triada | GR-TSO-0001 | DESFA | entry | [15 empty] | 21X-GR-A-A0A0A-G | 21Z0000000000422 | 2021-09-30 14:14
LNG-00015 | Cavarzere (Porto Levante / Adriatic LNG) | IT-TSO-0001 | Snam Rete Gas | entry | [15 empty] | 21X-IT-A-A0A0A-7 | 21Z000000000142Z | 2021-06-11 20:10
LNG-00017 | Zeebrugge LNG | BE-TSO-0001 | Fluxys Belgium | entry | [15 empty] | 21X-BE-A-A0A0A-Y | 21Z0000000000082 | 2017-10-03 07:45
LNG-00017 | Zeebrugge LNG | BE-TSO-0001 | Fluxys Belgium | exit | [15 empty] | 21X-BE-A-A0A0A-Y | 21Z0000000000082 | 2017-12-13 11:28
LNG-00018 | Huelva | ES-TSO-0006 | Enagas | entry | [15 empty] | 21X000000001254A | 21Z000000000065R | 2020-03-02 00:49
LNG-00019 | Panigaglia | IT-TSO-0001 | Snam Rete Gas | entry | [15 empty] | 21X-IT-A-A0A0A-7 | 21Z0000000000430 | 2020-07-13 18:47
LNG-00022 | Cartagena | ES-TSO-0006 | Enagas | entry | [15 empty] | 21X000000001254A | 21Z000000000064T | 2020-03-02 00:49
LNG-00023 | Sagunto | ES-TSO-0006 | Enagas | entry | [15 empty] | 21X000000001254A | 21Z000000000129R | 2020-03-02 00:49
LNG-00024 | Montoir de Bretagne | FR-TSO-0003 | GRTgaz | entry | [15 empty] | 21X-FR-A-A0A0A-S | 21Z000000000029V | 2021-01-25 00:07
LNG-00024 | Montoir de Bretagne | FR-TSO-0003 | GRTgaz | exit | [14 empty] | No capacity on the exit direction | 21X-FR-A-A0A0A-S | 21Z000000000029V | 2015-12-01 15:52 | 1
LNG-00026 | Sines | PT-TSO-0001 | REN - Gasodutos | exit | [15 empty] | 21X-PT-A-A0A0A-Y | 21Z0000000001313 | 2021-09-30 17:20
LNG-00026 | Sines | PT-TSO-0001 | REN - Gasodutos | entry | [15 empty] | 21X-PT-A-A0A0A-Y | 21Z0000000001313 | 2021-05-26 23:24
LNG-00027 | Gate Terminal (I) | NL-TSO-0001 | GTS | exit | [15 empty] | 21X-NL-A-A0A0A-Z | 21W0000000000079 | 2021-07-12 04:30
LNG-00027 | Gate Terminal (I) | NL-TSO-0001 | GTS | entry | [15 empty] | 21X-NL-A-A0A0A-Z | 21W0000000000079 | 2021-07-12 04:30
LNG-00029 | Fos (Tonkin/Cavaou) | FR-TSO-0003 | GRTgaz | entry | [15 empty] | 21X-FR-A-A0A0A-S | 21Y---A001A006-X | 2021-02-24 00:07
LNG-00029 | Fos (Tonkin/Cavaou) | FR-TSO-0003 | GRTgaz | exit | [14 empty] | No capacity on the exit direction | 21X-FR-A-A0A0A-S | 21Y---A001A006-X | 2015-12-01 15:52 | 1
LNG-00030 | Klaipeda (LNG) | LT-TSO-0001 | Amber Grid | entry | [15 empty] | 21X000000001308D | 21Z0000000003697 | 2020-05-13 20:05
LNG-00047 | Dunkerque DKB (BE) | FR-LSO-0001 | Dunkerque LNG | entry | DunkerqueFRLNG |  | FR | LNGFR | 0 | 0 | 0 | 0 | no data | ok | ok | ok | ok
LNG-00047 | Dunkerque DKB (BE) | FR-LSO-0001 | Dunkerque LNG | exit | DunkerqueLNGFR |  | LNGFR | FR | 0 | 0 | 0 | 0 | no data | ok | ok | ok | ok
LNG-00049 | Milford Haven | UK-TSO-0001 | National Grid Gas | entry | MilfordLNGUK |  | LNGUK | UK | 1 | 1 | 1 | 1 |  | ok | ok | ok | ok |  |  | 21X-GB-A-A0A0A-7 | 21Y---A001A011-7 | 2019-09-30 23:39
LNG-00049 | Milford Haven | UK-LSO-0002 | Dragon LNG | exit | MilfordLNGUK |  | LNGUK | UK | 0 | 0 | 0 | 0 | no data | ok | ok | ok | ok
LNG-00049 | Milford Haven | UK-LSO-0004 | South Hook | exit | MilfordLNGUK |  | LNGUK | UK | 0 | 0 | 0 | 0 | no data | ok | ok | ok | ok
LNG-00053 | Avonmouth LNG | UK-TSO-0001 | National Grid Gas | entry | AvonmouthStorUK |  | StorUK | UK | 1 | 1 | 1 | 1 | an LNG node, but a UGS operator, shown in green (UGS) color? | ok | ok | ok | ok |  |  | 21X-GB-A-A0A0A-7 | 21Z000000000234U | 2019-09-30 23:39
LNG-00054 | Glenmavis LNG | UK-TSO-0001 | National Grid Gas | entry | GlenmavisStorUK |  | StorUK | UK | 1 | 1 | 1 | 1 | all flow zero | ok | ok | ok | ok |  |  | 21X-GB-A-A0A0A-7 | 21Z000000000225V | 2019-09-30 23:39
LNG-00055 | Partington LNG | UK-TSO-0001 | National Grid Gas | entry | [15 empty] | 21X-GB-A-A0A0A-7 | 21Z0000000002301 | 2019-10-01 22:28

## UGS
pointKey | pointLabel | operatorKey | operatorLabel | directionKey | edge_name | edge_display_name | from_node | to_node | firm | firmbooked | gcv | flow | Remarks | check_firm | check_firmbooked | check_gcv | check_flow | for_review | itemRemarks | tsoEicCode | tsoItemIdentifier | lastUpdateDateTime | isNA
UGS-00001 | Nüttermoor (DE) (EWE) H / Oude Statenzijl (H) (NL) | NL-TSO-0001 | GTS | entry | [15 empty] | 21X-NL-A-A0A0A-Z | 21Z000000000250W | 2016-04-06 22:10
UGS-00001 | Nüttermoor (DE) (EWE) H / Oude Statenzijl (H) (NL) | NL-TSO-0001 | GTS | exit | [15 empty] | 21X-NL-A-A0A0A-Z | 21Z000000000250W | 2016-04-06 22:10
UGS-00002 | Loenhout Storage | BE-TSO-0001 | Fluxys Belgium | entry | [15 empty] | 21X-BE-A-A0A0A-Y | 21Z000000000102A | 2017-12-13 11:28
UGS-00002 | Loenhout Storage | BE-TSO-0001 | Fluxys Belgium | exit | [15 empty] | 21X-BE-A-A0A0A-Y | 21Z000000000102A | 2017-12-13 11:28
UGS-00003 | UGS MND (MNG Gas Storage) | CZ-TSO-0001 | NET4GAS | entry | [15 empty] | 21X000000001304L | 21Z000000000447D | 2020-04-15 13:44
UGS-00003 | UGS MND (MNG Gas Storage) | CZ-TSO-0001 | NET4GAS | exit | [15 empty] | 21X000000001304L | 21Z000000000447D | 2020-04-15 13:44
UGS-00004 | UGS innogy (innogy Gas Storage) | CZ-TSO-0001 | NET4GAS | entry | [15 empty] | 21X000000001304L | 21Z000000000446F | 2020-04-15 13:12
UGS-00004 | UGS innogy (innogy Gas Storage) | CZ-TSO-0001 | NET4GAS | exit | [15 empty] | 21X000000001304L | 21Z000000000446F | 2020-04-15 13:12
UGS-00008 | UGS - IT - Snam Rete Gas/STOGIT | IT-TSO-0001 | Snam Rete Gas | entry | [15 empty] | 21X-IT-A-A0A0A-7 | 21Z000000000274I | 2021-06-10 20:11
UGS-00008 | UGS - IT - Snam Rete Gas/STOGIT | IT-TSO-0001 | Snam Rete Gas | exit | [15 empty] | 21X-IT-A-A0A0A-7 | 21Z000000000274I | 2021-06-10 20:11
UGS-00010 | Carriço | PT-TSO-0001 | REN - Gasodutos | exit | [15 empty] | 21X-PT-A-A0A0A-Y | 16ZAS01--------8 | 2021-03-25 22:34
UGS-00010 | Carriço | PT-TSO-0001 | REN - Gasodutos | entry | [15 empty] | 21X-PT-A-A0A0A-Y | 16ZAS01--------8 | 2021-09-24 19:51
UGS-00013 | VIP Romgaz UGS (RO) | RO-TSO-0001 | Transgaz | exit | [15 empty] | 21X-RO-A-A0A0A-S | 21Y0000000000395 | 2021-04-22 13:50
UGS-00013 | VIP Romgaz UGS (RO) | RO-TSO-0001 | Transgaz | entry | [15 empty] | 21X-RO-A-A0A0A-S | 21Y0000000000395 | 2021-07-08 13:35
UGS-00017 | Lussagnet | FR-TSO-0002 | TERÉGA | entry | [14 empty] | No comment | 21X-FR-B-A0A0A-J | 21Z0000000003980 | 2021-03-19 11:39
UGS-00017 | Lussagnet | FR-TSO-0002 | TERÉGA | exit | [14 empty] | No comment | 21X-FR-B-A0A0A-J | 21Z0000000003980 | 2021-03-19 11:39
UGS-00019 | GMS Chiren | BG-TSO-0001 | Bulgartransgaz | exit | [15 empty] | 21X-BG-A-A0A0A-C | 21Z000000000349D | 2021-05-20 15:02
UGS-00019 | GMS Chiren | BG-TSO-0001 | Bulgartransgaz | entry | [15 empty] | 21X-BG-A-A0A0A-C | 21Z000000000349D | 2021-07-08 19:38
UGS-00020 | UGS-1-Aggregated Storage (HU) | HU-TSO-0001 | FGSZ | entry | [15 empty] | 21X-HU-A-A0A0A-8 | 21W000000000087M | 2020-06-02 22:04
UGS-00020 | UGS-1-Aggregated Storage (HU) | HU-TSO-0001 | FGSZ | exit | [15 empty] | 21X-HU-A-A0A0A-8 | 21W000000000087M | 2020-06-02 22:04
UGS-00021 | UGS-2-SZOREG (HU) | HU-TSO-0001 | FGSZ | exit | [15 empty] | 21X-HU-A-A0A0A-8 | 21W000000000086O | 2020-06-02 22:04
UGS-00021 | UGS-2-SZOREG (HU) | HU-TSO-0001 | FGSZ | entry | [15 empty] | 21X-HU-A-A0A0A-8 | 21W000000000086O | 2020-12-12 22:06
UGS-00023 | UGS - IT - Snam Rete Gas/Edison | IT-TSO-0001 | Snam Rete Gas | entry | [15 empty] | 21X-IT-A-A0A0A-7 | 21Z000000000273K | 2021-09-24 19:04
UGS-00023 | UGS - IT - Snam Rete Gas/Edison | IT-TSO-0001 | Snam Rete Gas | exit | [15 empty] | 21X-IT-A-A0A0A-7 | 21Z000000000273K | 2021-09-24 19:04
UGS-00024 | BASIC UGS - AASS Unificado | ES-TSO-0006 | Enagas | exit | [14 empty] | Not Applicable | 21X000000001254A | 21Z000000000307T | 2018-06-28 10:43 | 1
UGS-00024 | BASIC UGS - AASS Unificado | ES-TSO-0006 | Enagas | entry | [14 empty] | Not Applicable | 21X000000001254A | 21Z000000000307T | 2018-06-28 10:43 | 1
UGS-00028 | UGS Croatia | HR-TSO-0001 | Plinacro Ltd | entry | [15 empty] | 21X-HR-A-A0A0A-4 | 21Z0000000003972 | 2021-04-01 17:13
UGS-00028 | UGS Croatia | HR-TSO-0001 | Plinacro Ltd | exit | [15 empty] | 21X-HR-A-A0A0A-4 | 21Z0000000003972 | 2021-04-01 17:13
UGS-00029 | Incukalns (LV) | LV-TSO-0001 | Conexus | exit | [15 empty] | 21X000000001379R | 21W000000000113A | 2021-03-25 14:43
UGS-00029 | Incukalns (LV) | LV-TSO-0001 | Conexus | entry | [15 empty] | 21X000000001379R | 21W000000000113A | 2021-06-02 16:22
UGS-00050 | Haiming 2 7F /OGE | DE-TSO-0009 | Open Grid Europe | exit | [15 empty] | 21X-DE-C-A0A0A-T | 21Z000000000272M | 2021-09-02 09:44
UGS-00050 | Haiming 2 7F /OGE | DE-TSO-0009 | Open Grid Europe | entry | [15 empty] | 21X-DE-C-A0A0A-T | 21Z000000000272M | 2021-09-30 09:28
UGS-00080 | UGS Allmenhausen | DE-TSO-0003 | ONTRAS | exit | [15 empty] | 21X-DE-F-A0A0A-2 | 21W000000000030E | 2015-09-04 12:28
UGS-00087 | Rehden | DE-TSO-0001 | GASCADE Gastransport | exit | [15 empty] | 21X-DE-H-A0A0A-L | 37Z0000000052293 | 2014-11-01 09:09
UGS-00087 | Rehden | DE-TSO-0001 | GASCADE Gastransport | entry | [15 empty] | 21X-DE-H-A0A0A-L | 37Z0000000052293 | 2017-06-08 09:04
UGS-00102 | UGS Peckensen | DE-TSO-0003 | ONTRAS | exit | [15 empty] | 21X-DE-F-A0A0A-2 | 21W0000000000273 | 2015-09-04 12:28
UGS-00102 | UGS Peckensen | DE-TSO-0003 | ONTRAS | entry | [15 empty] | 21X-DE-F-A0A0A-2 | 21W0000000000273 | 2020-05-02 16:22
UGS-00119 | Mogilno | PL-TSO-0002 | GAZ-SYSTEM | exit | [15 empty] | 21X-PL-A-A0A0A-B | 602319 | 2016-02-19 17:18
UGS-00119 | Mogilno | PL-TSO-0002 | GAZ-SYSTEM | entry | [15 empty] | 21X-PL-A-A0A0A-B | 672319 | 2016-02-19 17:18
UGS-00138 | Zuidwending | NL-TSO-0001 | GTS | entry | [15 empty] | 21X-NL-A-A0A0A-Z | 21W000000000006B | 2016-04-06 22:10
UGS-00138 | Zuidwending | NL-TSO-0001 | GTS | exit | [15 empty] | 21X-NL-A-A0A0A-Z | 21W000000000006B | 2018-06-17 10:10
UGS-00144 | Swarzow | PL-TSO-0002 | GAZ-SYSTEM | exit | [15 empty] | 21X-PL-A-A0A0A-B | 402310 | 2016-02-19 17:18
UGS-00144 | Swarzow | PL-TSO-0002 | GAZ-SYSTEM | entry | [15 empty] | 21X-PL-A-A0A0A-B | 472310 | 2016-02-19 17:18
UGS-00145 | Grijpskerk | NL-TSO-0001 | GTS | exit | [15 empty] | 21X-NL-A-A0A0A-Z | 21Z0000000001151 | 2017-03-10 02:02
UGS-00145 | Grijpskerk | NL-TSO-0001 | GTS | entry | [15 empty] | 21X-NL-A-A0A0A-Z | 21Z0000000001151 | 2016-07-06 16:42
UGS-00146 | Norg (UGS) | NL-TSO-0001 | GTS | entry | [15 empty] | 21X-NL-A-A0A0A-Z | 21Z0000000001143 | 2016-07-06 16:42
UGS-00146 | Norg (UGS) | NL-TSO-0001 | GTS | exit | [15 empty] | 21X-NL-A-A0A0A-Z | 21Z0000000001143 | 2021-09-01 15:29
UGS-00148 | Kosakowo | PL-TSO-0002 | GAZ-SYSTEM | exit | [15 empty] | 21X-PL-A-A0A0A-B | 602320 | 2016-02-19 17:18
UGS-00148 | Kosakowo | PL-TSO-0002 | GAZ-SYSTEM | entry | [15 empty] | 21X-PL-A-A0A0A-B | 672320 | 2016-02-19 17:18
UGS-00149 | Bergermeer | NL-TSO-0001 | GTS | entry | [15 empty] | 21X-NL-A-A0A0A-Z | 21Z0000000001119 | 2019-05-21 15:06
UGS-00149 | Bergermeer | NL-TSO-0001 | GTS | exit | [15 empty] | 21X-NL-A-A0A0A-Z | 21Z0000000001119 | 2021-09-29 15:31
UGS-00152 | Wierzchowice | PL-TSO-0002 | GAZ-SYSTEM | exit | [15 empty] | 21X-PL-A-A0A0A-B | 702318 | 2016-02-19 17:18
UGS-00152 | Wierzchowice | PL-TSO-0002 | GAZ-SYSTEM | entry | [15 empty] | 21X-PL-A-A0A0A-B | 772318 | 2016-02-19 17:18
UGS-00155 | Brzeznica | PL-TSO-0002 | GAZ-SYSTEM | exit | [15 empty] | 21X-PL-A-A0A0A-B | 402311 | 2016-02-19 17:18
UGS-00155 | Brzeznica | PL-TSO-0002 | GAZ-SYSTEM | entry | [15 empty] | 21X-PL-A-A0A0A-B | 472311 | 2016-02-19 17:18
UGS-00156 | Husow | PL-TSO-0002 | GAZ-SYSTEM | exit | [15 empty] | 21X-PL-A-A0A0A-B | 402314 | 2016-02-19 17:18
UGS-00156 | Husow | PL-TSO-0002 | GAZ-SYSTEM | entry | [15 empty] | 21X-PL-A-A0A0A-B | 472314 | 2016-02-19 17:18
UGS-00157 | Strachocina | PL-TSO-0002 | GAZ-SYSTEM | exit | [15 empty] | 21X-PL-A-A0A0A-B | 402313 | 2016-02-19 17:18
UGS-00157 | Strachocina | PL-TSO-0002 | GAZ-SYSTEM | entry | [15 empty] | 21X-PL-A-A0A0A-B | 472313 | 2016-02-19 17:18
UGS-00160 | Alkmaar | NL-TSO-0001 | GTS | exit | [15 empty] | 21X-NL-A-A0A0A-Z | 21Z0000000001135 | 2017-03-10 02:02
UGS-00160 | Alkmaar | NL-TSO-0001 | GTS | entry | [15 empty] | 21X-NL-A-A0A0A-Z | 21Z0000000001135 | 2021-07-12 04:30
UGS-00161 | UGS Krummhörn | DE-TSO-0009 | Open Grid Europe | entry | [15 empty] | 21X-DE-C-A0A0A-T | 21Z000000000329J | 2015-03-17 21:49
UGS-00161 | UGS Krummhörn | DE-TSO-0009 | Open Grid Europe | exit | [15 empty] | 21X-DE-C-A0A0A-T | 21Z000000000329J | 2021-09-10 09:43
UGS-00181 | Holford | UK-TSO-0001 | National Grid Gas | exit | [15 empty] | 21X-GB-A-A0A0A-7 | 48ZHOLFORD-ENTRL | 2019-09-30 23:39
UGS-00182 | Hill Top Farm | UK-TSO-0001 | National Grid Gas | exit | [15 empty] | 21X-GB-A-A0A0A-7 | 48ZHILL-TOP-REFQ | 2019-09-30 23:39
UGS-00216 | Stublach | UK-TSO-0001 | National Grid Gas | exit | [15 empty] | 21X-GB-A-A0A0A-7 | 48ZCHESHIRE-REF7 | 2019-09-30 23:39
UGS-00217 | Deborah Storage (Bacton) | UK-TSO-0001 | National Grid Gas | exit | [15 empty] | 21X-GB-A-A0A0A-7 | 48ZDEBORAH-STORU | 2019-09-30 23:39
UGS-00235 | Rough | UK-TSO-0001 | National Grid Gas | exit | [15 empty] | 21X-GB-A-A0A0A-7 | 48ZROUGH-REFILL6 | 2019-09-30 23:39
UGS-00257 | Zone UGS EWE L-Gas | DE-TSO-0006 | Gastransport Nord | entry | [15 empty] | 21X000000001132O | 21W0000000000176 | 2020-09-01 15:04
UGS-00257 | Zone UGS EWE L-Gas | DE-TSO-0006 | Gastransport Nord | exit | [15 empty] | 21X000000001132O | 21W0000000000176 | 2019-01-01 15:04
UGS-00265 | Etzel (DE) (EKB) / Oude Statenzijl Etzel (NL) | NL-TSO-0001 | GTS | entry | [15 empty] | 21X-NL-A-A0A0A-Z | 21W0000000000095 | 2016-04-06 22:10
UGS-00265 | Etzel (DE) (EKB) / Oude Statenzijl Etzel (NL) | NL-TSO-0001 | GTS | exit | [15 empty] | 21X-NL-A-A0A0A-Z | 21W0000000000095 | 2016-04-06 22:10
UGS-00266 | Etzel (DE) (Crystal) / Oude Statenzijl (NL) | NL-TSO-0001 | GTS | entry | [15 empty] | 21X-NL-A-A0A0A-Z | 21W000000000013E | 2016-04-06 22:10
UGS-00266 | Etzel (DE) (Crystal) / Oude Statenzijl (NL) | NL-TSO-0001 | GTS | exit | [15 empty] | 21X-NL-A-A0A0A-Z | 21W000000000013E | 2016-04-06 22:10
UGS-00267 | Etzel (DE) (OMV) Freya / Oude Statenzijl Etzel | NL-TSO-0001 | GTS | entry | [15 empty] | 21X-NL-A-A0A0A-Z | 21W000000000014C | 2016-04-06 22:10
UGS-00267 | Etzel (DE) (OMV) Freya / Oude Statenzijl Etzel | NL-TSO-0001 | GTS | exit | [15 empty] | 21X-NL-A-A0A0A-Z | 21W000000000014C | 2016-04-06 22:10
UGS-00268 | Nüttermoor (DE) (EWE) Renato / Oude Statenzijl (NL) | NL-TSO-0001 | GTS | entry | [15 empty] | 21X-NL-A-A0A0A-Z | 21Z000000000077K | 2016-04-06 22:10
UGS-00268 | Nüttermoor (DE) (EWE) Renato / Oude Statenzijl (NL) | NL-TSO-0001 | GTS | exit | [15 empty] | 21X-NL-A-A0A0A-Z | 21Z000000000077K | 2016-04-06 22:10
UGS-00269 | Epe (DE) / Enschede (NL) | NL-TSO-0001 | GTS | entry | [15 empty] | 21X-NL-A-A0A0A-Z | 21Z000000000108Z | 2017-03-10 02:02
UGS-00269 | Epe (DE) / Enschede (NL) | NL-TSO-0001 | GTS | exit | [15 empty] | 21X-NL-A-A0A0A-Z | 21Z000000000108Z | 2017-03-10 02:02
UGS-00270 | Epe (DE) (Nuon) / Enschede (NL) | NL-TSO-0001 | GTS | entry | [15 empty] | 21X-NL-A-A0A0A-Z | 21Z000000000109X | 2017-03-10 02:02
UGS-00270 | Epe (DE) (Nuon) / Enschede (NL) | NL-TSO-0001 | GTS | exit | [15 empty] | 21X-NL-A-A0A0A-Z | 21Z000000000109X | 2021-01-20 15:06
UGS-00271 | Epe (DE) (Eneco) / Enschede (NL) | NL-TSO-0001 | GTS | entry | [15 empty] | 21X-NL-A-A0A0A-Z | 21W000000000012G | 2017-03-10 02:02
UGS-00271 | Epe (DE) (Eneco) / Enschede (NL) | NL-TSO-0001 | GTS | exit | [15 empty] | 21X-NL-A-A0A0A-Z | 21W000000000012G | 2017-03-10 02:02
UGS-00273 | Haiming 2 7F/bn | DE-TSO-0010 | bayernets | exit | [15 empty] | 21X-DE-A-A0A0A-A | 21Z000000000272M | 2021-09-02 07:17
UGS-00273 | Haiming 2 7F/bn | DE-TSO-0010 | bayernets | entry | [15 empty] | 21X-DE-A-A0A0A-A | 21Z000000000272M | 2021-09-02 07:17
UGS-00274 | Haidach (AT) / Haidach USP (DE) | DE-TSO-0010 | bayernets | entry | [15 empty] | 21X-DE-A-A0A0A-A | 21Z000000000125Z | 2021-09-03 07:17
UGS-00274 | Haidach (AT) / Haidach USP (DE) | DE-TSO-0010 | bayernets | exit | [15 empty] | 21X-DE-A-A0A0A-A | 21Z000000000125Z | 2021-09-02 07:17
UGS-00275 | Barton Stacey | UK-TSO-0001 | National Grid Gas | exit | [15 empty] | 21X-GB-A-A0A0A-7 | 48ZBAC-STAC-REFR | 2019-09-30 23:39
UGS-00275 | Barton Stacey | UK-TSO-0001 | National Grid Gas | entry | [15 empty] | 21X-GB-A-A0A0A-7 | 21Z000000000235S | 2019-09-30 23:39
UGS-00276 | Caythorpe Onshore | UK-TSO-0001 | National Grid Gas | entry | [15 empty] | 21X-GB-A-A0A0A-7 | 21Z000000000223Z | 2019-09-30 23:39
UGS-00276 | Caythorpe Onshore | UK-TSO-0001 | National Grid Gas | exit | [15 empty] | 21X-GB-A-A0A0A-7 | 48ZCAYTHORPE-OFD | 2019-09-30 23:39
UGS-00277 | Cheshire Storage | UK-TSO-0001 | National Grid Gas | entry | [15 empty] | 21X-GB-A-A0A0A-7 | 21Z0000000002220 | 2020-05-31 23:54
UGS-00278 | Fleetwood | UK-TSO-0001 | National Grid Gas | entry | [15 empty] | 21X-GB-A-A0A0A-7 | 21Z000000000224X | 2019-11-01 23:26
UGS-00279 | Garton | UK-TSO-0001 | National Grid Gas | exit | [15 empty] | 21X-GB-A-A0A0A-7 | 48ZBARTON-REFILQ | 2019-09-30 23:39
UGS-00279 | Garton | UK-TSO-0001 | National Grid Gas | entry | [15 empty] | 21X-GB-A-A0A0A-7 | 21Z000000000226T | 2019-09-30 23:39
UGS-00280 | Hatfield Moor Storage | UK-TSO-0001 | National Grid Gas | entry | [15 empty] | 21X-GB-A-A0A0A-7 | 21Z000000000229N | 2019-09-30 23:39
UGS-00281 | Hole House Farm | UK-TSO-0001 | National Grid Gas | exit | [15 empty] | 21X-GB-A-A0A0A-7 | 48ZHOLEHOUS-REFR | 2019-09-30 23:39
UGS-00281 | Hole House Farm | UK-TSO-0001 | National Grid Gas | entry | [15 empty] | 21X-GB-A-A0A0A-7 | 21Z000000000227R | 2019-09-30 23:39
UGS-00282 | Hornsea | UK-TSO-0001 | National Grid Gas | entry | [15 empty] | 21X-GB-A-A0A0A-7 | 21YHS-EC------0B | 2019-09-30 23:39
UGS-00283 | Nord-Atlantique | FR-TSO-0003 | GRTgaz | entry | [15 empty] | 21X-FR-A-A0A0A-S | 21Z000000000392C | 2017-04-11 11:20
UGS-00283 | Nord-Atlantique | FR-TSO-0003 | GRTgaz | exit | [15 empty] | 21X-FR-A-A0A0A-S | 21Z000000000392C | 2017-04-11 11:20
UGS-00284 | Nord-Ouest / SEDIANE | FR-TSO-0003 | GRTgaz | exit | [15 empty] | 21X-FR-A-A0A0A-S | 21Z000000000391E | 2021-09-22 06:21
UGS-00284 | Nord-Ouest / SEDIANE | FR-TSO-0003 | GRTgaz | entry | [15 empty] | 21X-FR-A-A0A0A-S | 21Z000000000391E | 2021-03-26 00:14
UGS-00285 | Nord-B / SEDIANE B | FR-TSO-0003 | GRTgaz | entry | [15 empty] | 21X-FR-A-A0A0A-S | 21Z000000000390G | 2021-03-26 00:14
UGS-00285 | Nord-B / SEDIANE B | FR-TSO-0003 | GRTgaz | exit | [15 empty] | 21X-FR-A-A0A0A-S | 21Z000000000390G | 2021-09-22 06:21
UGS-00286 | Nord-Est / SERENE Nord | FR-TSO-0003 | GRTgaz | entry | [15 empty] | 21X-FR-A-A0A0A-S | 21Z000000000393A | 2021-09-22 06:21
UGS-00286 | Nord-Est / SERENE Nord | FR-TSO-0003 | GRTgaz | exit | [15 empty] | 21X-FR-A-A0A0A-S | 21Z000000000393A | 2021-09-22 06:21
UGS-00287 | Sud-Atlantique | FR-TSO-0003 | GRTgaz | entry | [15 empty] | 21X-FR-A-A0A0A-S | 21Z0000000003891 | 2017-04-11 11:20
UGS-00287 | Sud-Atlantique | FR-TSO-0003 | GRTgaz | exit | [15 empty] | 21X-FR-A-A0A0A-S | 21Z0000000003891 | 2017-04-11 11:20
UGS-00288 | Sud-Est / SALINE | FR-TSO-0003 | GRTgaz | entry | [15 empty] | 21X-FR-A-A0A0A-S | 21Z000000000448B | 2021-03-26 00:14
UGS-00288 | Sud-Est / SALINE | FR-TSO-0003 | GRTgaz | exit | [15 empty] | 21X-FR-A-A0A0A-S | 21Z000000000448B | 2021-09-22 06:21
UGS-00289 | Wytch Farm | UK-TSO-0001 | National Grid Gas | entry | [15 empty] | 21X-GB-A-A0A0A-7 | 21Z000000000232Y | 2019-09-30 23:39
UGS-00290 | Epe (DE) (RGS) H-Gas / Epe (UGS-A) II (Thyssengas) | DE-TSO-0002 | Thyssengas | exit | [14 empty] | FZK | 21X-DE-G-A0A0A-U | 21Z0000000002976 | 2017-03-01 23:58
UGS-00291 | Epe (DE) (RGS) H-Gas / Epe (UGS-E) I (Thyssengas) | DE-TSO-0002 | Thyssengas | entry | [14 empty] | bFZK | 21X-DE-G-A0A0A-U | 21Z0000000002968 | 2017-03-01 23:58
UGS-00292 | Epe (DE) (Trianel) / Epe (UGS-E) III (Thyssengas) | DE-TSO-0002 | Thyssengas | entry | [14 empty] | bFZK | 21X-DE-G-A0A0A-U | 21Z000000000366D | 2021-09-27 22:36
UGS-00293 | Epe (DE) (Trianel) / Epe (UGS-A) IV (Thyssengas) | DE-TSO-0002 | Thyssengas | exit | [14 empty] | FZK | 21X-DE-G-A0A0A-U | 21Z000000000361N | 2021-02-01 15:26
UGS-00294 | Inzenham UGS | DE-TSO-0010 | bayernets | entry | [15 empty] | 21X-DE-A-A0A0A-A | 21Z000000000443L | 2021-09-02 07:17
UGS-00294 | Inzenham UGS | DE-TSO-0010 | bayernets | exit | [15 empty] | 21X-DE-A-A0A0A-A | 21Z000000000443L | 2021-09-02 07:17
UGS-00295 | Epe (DE) (KGE) / Gronau Epe 11 (UGS-E) | DE-TSO-0002 | Thyssengas | entry | [15 empty] | 21X-DE-G-A0A0A-U | 04200012 | 2014-10-03 13:32
UGS-00296 | Epe (DE) (EGS) H-Gas / Gronau Epe 13 (UGS-E) | DE-TSO-0002 | Thyssengas | entry | [15 empty] | 21X-DE-G-A0A0A-U | 04200013 | 2021-09-27 22:37
UGS-00297 | Nüttermoor (DE) (EWE) H / Leer Mooräcker 1 (700096 Nüttermoor H UGS-E) | DE-TSO-0002 | Thyssengas | entry | [15 empty] | 21X-DE-G-A0A0A-U | 21Z000000000284F | 2020-06-01 15:15
UGS-00298 | Nüttermoor (DE) (EWE) H / Leer Mooräcker 2 (700096 Nüttermoor H UGS-A) | DE-TSO-0002 | Thyssengas | exit | [14 empty] | FZK | 21X-DE-G-A0A0A-U | 21Z000000000286B | 2021-02-01 15:28
UGS-00299 | Jemgum (DE) (EWE) / Leer Mooräcker 3 (700096 Jemgum I UGS-E) | DE-TSO-0002 | Thyssengas | entry | [15 empty] | 21X-DE-G-A0A0A-U | 21Z0000000002879 | 2020-06-01 15:15
UGS-00300 | Jemgum (DE) (EWE) / Leer Mooräcker 4 (700096 Jemgum I UGS-A) | DE-TSO-0002 | Thyssengas | exit | [14 empty] | FZK | 21X-DE-G-A0A0A-U | 21Z0000000002887 | 2021-02-01 15:28
UGS-00301 | Wolfersberg UGS | DE-TSO-0010 | bayernets | exit | [15 empty] | 21X-DE-A-A0A0A-A | 21Z000000000444J | 2021-09-02 07:17
UGS-00301 | Wolfersberg UGS | DE-TSO-0010 | bayernets | entry | [15 empty] | 21X-DE-A-A0A0A-A | 21Z000000000444J | 2021-09-02 07:17
UGS-00302 | Xanten 1 (UGS-E) | DE-TSO-0002 | Thyssengas | entry | [14 empty] | bFZK | 21X-DE-G-A0A0A-U | 21Z0000000003006 | 2017-04-01 16:01
UGS-00303 | Xanten 2 (UGS-A) | DE-TSO-0002 | Thyssengas | exit | [14 empty] | FZK | 21X-DE-G-A0A0A-U | 21Z0000000003014 | 2017-04-01 16:01
UGS-00306 | Kalle / Emlichheim Kalle 1 (UGS-E) | DE-TSO-0002 | Thyssengas | entry | [15 empty] | 21X-DE-G-A0A0A-U | 21Z0000000002984 | 2014-10-03 13:30
UGS-00307 | Kalle / Emlichheim Kalle 2 (UGS-A) | DE-TSO-0002 | Thyssengas | exit | [14 empty] | FZK | 21X-DE-G-A0A0A-U | 21Z0000000002992 | 2020-04-01 15:23
UGS-00308 | UGS Bernburg | DE-TSO-0003 | ONTRAS | exit | [15 empty] | 21X-DE-F-A0A0A-2 | 21W0000000000257 | 2016-09-19 13:36
UGS-00308 | UGS Bernburg | DE-TSO-0003 | ONTRAS | entry | [15 empty] | 21X-DE-F-A0A0A-2 | 21W0000000000257 | 2016-09-19 13:36
UGS-00309 | UGS Bad Lauchstädt | DE-TSO-0003 | ONTRAS | entry | [15 empty] | 21X-DE-F-A0A0A-2 | 21W000000000022D | 2016-09-19 13:36
UGS-00309 | UGS Bad Lauchstädt | DE-TSO-0003 | ONTRAS | exit | [15 empty] | 21X-DE-F-A0A0A-2 | 21W000000000022D | 2016-09-19 13:36
UGS-00310 | UGS Buchholz | DE-TSO-0003 | ONTRAS | exit | [15 empty] | 21X-DE-F-A0A0A-2 | 21W0000000000249 | 2019-09-24 11:21
UGS-00310 | UGS Buchholz | DE-TSO-0003 | ONTRAS | entry | [15 empty] | 21X-DE-F-A0A0A-2 | 21W0000000000249 | 2019-09-24 11:21
UGS-00311 | UGS Kirchheilingen | DE-TSO-0003 | ONTRAS | exit | [15 empty] | 21X-DE-F-A0A0A-2 | 21W000000000023B | 2019-05-20 14:37
UGS-00311 | UGS Kirchheilingen | DE-TSO-0003 | ONTRAS | entry | [15 empty] | 21X-DE-F-A0A0A-2 | 21W000000000023B | 2019-05-20 14:37
UGS-00312 | UGS Kraak | DE-TSO-0003 | ONTRAS | exit | [15 empty] | 21X-DE-F-A0A0A-2 | 21W000000000020H | 2021-05-20 11:14
UGS-00312 | UGS Kraak | DE-TSO-0003 | ONTRAS | entry | [15 empty] | 21X-DE-F-A0A0A-2 | 21W000000000020H | 2021-05-20 11:14
UGS-00313 | UGS Stassfurt | DE-TSO-0003 | ONTRAS | exit | [15 empty] | 21X-DE-F-A0A0A-2 | 21W0000000000265 | 2015-09-04 12:28
UGS-00313 | UGS Stassfurt | DE-TSO-0003 | ONTRAS | entry | [15 empty] | 21X-DE-F-A0A0A-2 | 21W0000000000265 | 2020-05-02 16:22
UGS-00314 | UGS Empelde | DE-TSO-0008 | Nowega | entry | [15 empty] | 21X000000001049B | 21Z0000000004002 | 2018-07-13 19:09
UGS-00314 | UGS Empelde | DE-TSO-0008 | Nowega | exit | [15 empty] | 21X000000001049B | 21Z0000000004002 | 2018-07-13 19:09
UGS-00316 | UGS Fronhofen | DE-TSO-0014 | terranets bw | exit | [15 empty] | 21X000000001163D | 21Z000000000402Z | 2019-05-29 18:03
UGS-00316 | UGS Fronhofen | DE-TSO-0014 | terranets bw | entry | [15 empty] | 21X000000001163D | 21Z000000000402Z | 2021-05-18 22:09
UGS-00320 | UGS Katharina | DE-TSO-0003 | ONTRAS | exit | [15 empty] | 21X-DE-F-A0A0A-2 | 21W0000000000281 | 2016-09-19 13:36
UGS-00320 | UGS Katharina | DE-TSO-0003 | ONTRAS | entry | [15 empty] | 21X-DE-F-A0A0A-2 | 21W0000000000281 | 2016-09-19 13:36
UGS-00322 | Magazyn LNG Janowice | PL-TSO-0002 | GAZ-SYSTEM | entry | [15 empty] | 21X-PL-A-A0A0A-B | 53ZPL00002700026 | 2021-10-01 06:35
UGS-00332 | UGS Targu Mures | RO-TSO-0001 | Transgaz | exit | [15 empty] | 21X-RO-A-A0A0A-S | 21Z000000000309P | 2021-04-22 13:50
UGS-00332 | UGS Targu Mures | RO-TSO-0001 | Transgaz | entry | [15 empty] | 21X-RO-A-A0A0A-S | 21Z000000000309P | 2021-07-08 13:35
UGS-00339 | Etzel (DE) (EKB) / UGS Etzel EKB (jordgas Transport) | DE-TSO-0013 | jordgas Transport | exit | [15 empty] | 21X000000001189W | 21Z000000000291I | 2016-05-12 19:40
UGS-00339 | Etzel (DE) (EKB) / UGS Etzel EKB (jordgas Transport) | DE-TSO-0013 | jordgas Transport | entry | [15 empty] | 21X000000001189W | 21Z000000000291I | 2018-11-01 04:32
UGS-00341 | Etzel (DE) ESE (EGS) / UGS Etzel ESE (GUD) | DE-TSO-0005 | Gasunie Deutschland | exit | [15 empty] | 21X-DE-D-A0A0A-K | 21Z000000000292G | 2018-09-25 14:32
UGS-00341 | Etzel (DE) ESE (EGS) / UGS Etzel ESE (GUD) | DE-TSO-0005 | Gasunie Deutschland | entry | [15 empty] | 21X-DE-D-A0A0A-K | 21Z000000000292G | 2019-01-24 14:54
UGS-00341 | Etzel (DE) ESE (EGS) / UGS Etzel ESE (GUD) | DE-TSO-0009 | Open Grid Europe | exit | [15 empty] | 21X-DE-C-A0A0A-T | 21Z000000000292G | 2021-01-05 11:54
UGS-00341 | Etzel (DE) ESE (EGS) / UGS Etzel ESE (GUD) | DE-TSO-0009 | Open Grid Europe | entry | [15 empty] | 21X-DE-C-A0A0A-T | 21Z000000000292G | 2021-09-30 09:28
UGS-00345 | Etzel (OGE) / Etzel (jordgas Transport) | DE-TSO-0009 | Open Grid Europe | exit | [15 empty] | 21X-DE-C-A0A0A-T | 37Z000000006559E | 2018-01-01 10:54
UGS-00345 | Etzel (OGE) / Etzel (jordgas Transport) | DE-TSO-0009 | Open Grid Europe | entry | [15 empty] | 21X-DE-C-A0A0A-T | 37Z000000006559E | 2018-01-01 10:50
UGS-00345 | Etzel (OGE) / Etzel (jordgas Transport) | DE-TSO-0013 | jordgas Transport | exit | [15 empty] | 21X000000001189W | 37Z000000006559E | 2016-05-12 19:40
UGS-00345 | Etzel (OGE) / Etzel (jordgas Transport) | DE-TSO-0013 | jordgas Transport | entry | [15 empty] | 21X000000001189W | 37Z000000006559E | 2016-05-12 19:40
UGS-00347 | Etzel (DE) (EKB) / Friedeburg-Etzel, Bitzenlander Weg 2 | DE-TSO-0009 | Open Grid Europe | entry | [15 empty] | 21X-DE-C-A0A0A-T | 21Z000000000325R | 2015-03-17 21:43
UGS-00347 | Etzel (DE) (EKB) / Friedeburg-Etzel, Bitzenlander Weg 2 | DE-TSO-0009 | Open Grid Europe | exit | [15 empty] | 21X-DE-C-A0A0A-T | 21Z000000000325R | 2015-03-17 21:43
UGS-00349 | Etzel (DE) ESE / Friedeburg-Etzel, Bitzenlander Weg 3, UGS | DE-TSO-0009 | Open Grid Europe | exit | [15 empty] | 21X-DE-C-A0A0A-T | 21Z000000000324T | 2015-03-17 21:43
UGS-00349 | Etzel (DE) ESE / Friedeburg-Etzel, Bitzenlander Weg 3, UGS | DE-TSO-0009 | Open Grid Europe | entry | [15 empty] | 21X-DE-C-A0A0A-T | 21Z000000000324T | 2021-09-30 09:28
UGS-00351 | Etzel (DE) (Crystal) / Friedeburg-Etzel, Bitzenlander Weg 4 | DE-TSO-0009 | Open Grid Europe | entry | [15 empty] | 21X-DE-C-A0A0A-T | 21Z000000000326P | 2020-01-01 09:44
UGS-00351 | Etzel (DE) (Crystal) / Friedeburg-Etzel, Bitzenlander Weg 4 | DE-TSO-0009 | Open Grid Europe | exit | [15 empty] | 21X-DE-C-A0A0A-T | 21Z000000000326P | 2021-09-10 09:44
UGS-00353 | Etzel (DE) EGL / Friedeburg-Etzel, Schienenstrang, EGL | DE-TSO-0009 | Open Grid Europe | entry | [15 empty] | 21X-DE-C-A0A0A-T | 21Z0000000003200 | 2021-09-30 09:28
UGS-00353 | Etzel (DE) EGL / Friedeburg-Etzel, Schienenstrang, EGL | DE-TSO-0009 | Open Grid Europe | exit | [15 empty] | 21X-DE-C-A0A0A-T | 21Z0000000003200 | 2021-09-10 09:44
UGS-00355 | UGS Bierwang | DE-TSO-0009 | Open Grid Europe | exit | [15 empty] | 21X-DE-C-A0A0A-T | 21Z000000000323V | 2021-09-02 09:43
UGS-00355 | UGS Bierwang | DE-TSO-0009 | Open Grid Europe | entry | [15 empty] | 21X-DE-C-A0A0A-T | 21Z000000000323V | 2021-09-30 09:28
UGS-00357 | UGS Breitbrunn | DE-TSO-0009 | Open Grid Europe | exit | [15 empty] | 21X-DE-C-A0A0A-T | 21Z000000000332U | 2021-09-02 09:43
UGS-00357 | UGS Breitbrunn | DE-TSO-0009 | Open Grid Europe | entry | [15 empty] | 21X-DE-C-A0A0A-T | 21Z000000000332U | 2021-09-30 09:28
UGS-00359 | Epe (DE) (Uniper) H-Gas / UGS Epe H (OGE) | DE-TSO-0009 | Open Grid Europe | exit | [15 empty] | 21X-DE-C-A0A0A-T | 21Z000000000328L | 2021-09-10 09:43
UGS-00359 | Epe (DE) (Uniper) H-Gas / UGS Epe H (OGE) | DE-TSO-0009 | Open Grid Europe | entry | [15 empty] | 21X-DE-C-A0A0A-T | 21Z000000000328L | 2021-09-30 09:28
UGS-00361 | Epe (DE) (Uniper) L-Gas / UGS Epe L (OGE) | DE-TSO-0009 | Open Grid Europe | entry | [15 empty] | 21X-DE-C-A0A0A-T | 21Z000000000327N | 2021-09-30 09:28
UGS-00361 | Epe (DE) (Uniper) L-Gas / UGS Epe L (OGE) | DE-TSO-0009 | Open Grid Europe | exit | [15 empty] | 21X-DE-C-A0A0A-T | 21Z000000000327N | 2021-09-30 09:28
UGS-00363 | UGS Eschenfelden | DE-TSO-0009 | Open Grid Europe | entry | [15 empty] | 21X-DE-C-A0A0A-T | 21Z000000000321Z | 2020-12-18 09:42
UGS-00363 | UGS Eschenfelden | DE-TSO-0009 | Open Grid Europe | exit | [15 empty] | 21X-DE-C-A0A0A-T | 21Z000000000321Z | 2020-12-18 09:44
UGS-00365 | Epe (DE) (Trianel) / UGS Gronau-Epe H1 | DE-TSO-0009 | Open Grid Europe | entry | [15 empty] | 21X-DE-C-A0A0A-T | 21Z000000000350S | 2015-03-17 21:49
UGS-00365 | Epe (DE) (Trianel) / UGS Gronau-Epe H1 | DE-TSO-0009 | Open Grid Europe | exit | [15 empty] | 21X-DE-C-A0A0A-T | 21Z000000000350S | 2021-09-10 09:44
UGS-00367 | Epe (DE) (innogy) L-Gas / UGS Gronau-Epe L1 | DE-TSO-0009 | Open Grid Europe | entry | [15 empty] | 21X-DE-C-A0A0A-T | 21Z000000000322X | 2021-09-30 09:28
UGS-00367 | Epe (DE) (innogy) L-Gas / UGS Gronau-Epe L1 | DE-TSO-0009 | Open Grid Europe | exit | [15 empty] | 21X-DE-C-A0A0A-T | 21Z000000000322X | 2021-09-30 09:28
UGS-00369 | Epe (DE) (Nuon) / UGS Gronau-Epe L2 | DE-TSO-0009 | Open Grid Europe | exit | [15 empty] | 21X-DE-C-A0A0A-T | 21Z000000OGE0154 | 2015-03-17 17:10
UGS-00369 | Epe (DE) (Nuon) / UGS Gronau-Epe L2 | DE-TSO-0009 | Open Grid Europe | entry | [15 empty] | 21X-DE-C-A0A0A-T | 37Z000000007316Z | 2021-09-30 09:28
UGS-00371 | UGS Hähnlein | DE-TSO-0009 | Open Grid Europe | entry | [15 empty] | 21X-DE-C-A0A0A-T | 21Z000000000331W | 2016-04-05 10:01
UGS-00371 | UGS Hähnlein | DE-TSO-0009 | Open Grid Europe | exit | [15 empty] | 21X-DE-C-A0A0A-T | 21Z000000000331W | 2016-04-05 10:01
UGS-00375 | UGS Stockstadt | DE-TSO-0009 | Open Grid Europe | entry | [15 empty] | 21X-DE-C-A0A0A-T | 21Z000000000330Y | 2016-04-05 10:01
UGS-00375 | UGS Stockstadt | DE-TSO-0009 | Open Grid Europe | exit | [15 empty] | 21X-DE-C-A0A0A-T | 21Z000000000330Y | 2016-04-05 10:01
UGS-00379 | Etzel (DE) (EKB) / UGS Etzel (GUD) | DE-TSO-0005 | Gasunie Deutschland | entry | [15 empty] | 21X-DE-D-A0A0A-K | 21Z000000000291I | 2020-09-17 22:39
UGS-00379 | Etzel (DE) (EKB) / UGS Etzel (GUD) | DE-TSO-0005 | Gasunie Deutschland | exit | [15 empty] | 21X-DE-D-A0A0A-K | 21Z000000000291I | 2020-09-17 22:39
UGS-00379 | Etzel (DE) (EKB) / UGS Etzel (GUD) | DE-TSO-0009 | Open Grid Europe | exit | [15 empty] | 21X-DE-C-A0A0A-T | 21Z000000000291I | 2021-01-05 11:54
UGS-00379 | Etzel (DE) (EKB) / UGS Etzel (GUD) | DE-TSO-0009 | Open Grid Europe | entry | [15 empty] | 21X-DE-C-A0A0A-T | 21Z000000000291I | 2021-01-05 11:52
UGS-00383 | UGS Harsefeld | DE-TSO-0005 | Gasunie Deutschland | exit | [15 empty] | 21X-DE-D-A0A0A-K | 21Z000000000293E | 2020-09-17 22:39
UGS-00383 | UGS Harsefeld | DE-TSO-0005 | Gasunie Deutschland | entry | [15 empty] | 21X-DE-D-A0A0A-K | 21Z000000000293E | 2020-09-17 22:39
UGS-00385 | Jemgum (DE) (EWE) / UGS Jemgum EWE (GUD) | DE-TSO-0005 | Gasunie Deutschland | entry | [15 empty] | 21X-DE-D-A0A0A-K | 21Z000000000339G | 2020-09-17 22:39
UGS-00385 | Jemgum (DE) (EWE) / UGS Jemgum EWE (GUD) | DE-TSO-0005 | Gasunie Deutschland | exit | [15 empty] | 21X-DE-D-A0A0A-K | 21Z000000000339G | 2020-09-17 22:39
UGS-00387 | UGS Lesum | DE-TSO-0005 | Gasunie Deutschland | exit | [15 empty] | 21X-DE-D-A0A0A-K | 21Z000000000294C | 2020-09-17 22:39
UGS-00387 | UGS Lesum | DE-TSO-0005 | Gasunie Deutschland | entry | [15 empty] | 21X-DE-D-A0A0A-K | 21Z000000000294C | 2021-03-02 22:25
UGS-00389 | Nüttermoor (DE) (EWE) H / UGS Nüttermoor H (GUD) | DE-TSO-0005 | Gasunie Deutschland | entry | [15 empty] | 21X-DE-D-A0A0A-K | 21Z000000000338I | 2021-09-01 15:33
UGS-00389 | Nüttermoor (DE) (EWE) H / UGS Nüttermoor H (GUD) | DE-TSO-0005 | Gasunie Deutschland | exit | [15 empty] | 21X-DE-D-A0A0A-K | 21Z000000000338I | 2021-04-23 00:33
UGS-00391 | Nüttermoor (DE) (EWE) L / UGS Nüttermoor l (Mooräcker) | DE-TSO-0005 | Gasunie Deutschland | exit | [15 empty] | 21X-DE-D-A0A0A-K | 21Z000000000337K | 2018-09-25 14:32
UGS-00391 | Nüttermoor (DE) (EWE) L / UGS Nüttermoor l (Mooräcker) | DE-TSO-0005 | Gasunie Deutschland | entry | [15 empty] | 21X-DE-D-A0A0A-K | 21Z000000000337K | 2020-10-15 22:29
UGS-00393 | UGS Uelsen | DE-TSO-0005 | Gasunie Deutschland | entry | [15 empty] | 21X-DE-D-A0A0A-K | 21Z000000000295A | 2020-09-17 22:39
UGS-00393 | UGS Uelsen | DE-TSO-0005 | Gasunie Deutschland | exit | [15 empty] | 21X-DE-D-A0A0A-K | 21Z000000000295A | 2020-09-17 22:39
UGS-00394 | Etzel (DE) ESE (EGS) / UGS Etzel ESE (jordgas Transport) | DE-TSO-0013 | jordgas Transport | exit | [15 empty] | 21X000000001189W | 21Z000000000292G | 2016-05-12 19:40
UGS-00394 | Etzel (DE) ESE (EGS) / UGS Etzel ESE (jordgas Transport) | DE-TSO-0013 | jordgas Transport | entry | [15 empty] | 21X000000001189W | 21Z000000000292G | 2018-11-01 04:32
UGS-00395 | Jemgum (DE) (astora) / Oude Statenzijl (NL) | NL-TSO-0001 | GTS | entry | [15 empty] | 21X-NL-A-A0A0A-Z | 21Z000000000351Q | 2016-04-06 22:10
UGS-00395 | Jemgum (DE) (astora) / Oude Statenzijl (NL) | NL-TSO-0001 | GTS | exit | [15 empty] | 21X-NL-A-A0A0A-Z | 21Z000000000351Q | 2016-04-06 22:10
UGS-00396 | Jemgum (DE) (EWE) / Oude Statenzijl (NL) | NL-TSO-0001 | GTS | entry | [15 empty] | 21X-NL-A-A0A0A-Z | 21W000000000021F | 2016-04-06 22:10
UGS-00396 | Jemgum (DE) (EWE) / Oude Statenzijl (NL) | NL-TSO-0001 | GTS | exit | [15 empty] | 21X-NL-A-A0A0A-Z | 21W000000000021F | 2016-04-06 22:10
UGS-00397 | Jemgum (DE) (EWE) / Jemgum III (GASCADE) | DE-TSO-0001 | GASCADE Gastransport | entry | [15 empty] | 21X-DE-H-A0A0A-L | 21Z000000000269B | 2020-09-29 09:43
UGS-00397 | Jemgum (DE) (EWE) / Jemgum III (GASCADE) | DE-TSO-0001 | GASCADE Gastransport | exit | [15 empty] | 21X-DE-H-A0A0A-L | 21Z000000000269B | 2020-03-10 09:22
UGS-00398 | Nüttermoor H-3 (DE) (EWE) H / Nüttermoor H (GASCADE) | DE-TSO-0001 | GASCADE Gastransport | entry | [15 empty] | 21X-DE-H-A0A0A-L | 21Z000000000267F | 2018-09-18 08:58
UGS-00398 | Nüttermoor H-3 (DE) (EWE) H / Nüttermoor H (GASCADE) | DE-TSO-0001 | GASCADE Gastransport | exit | [15 empty] | 21X-DE-H-A0A0A-L | 21Z000000000267F | 2020-03-10 09:28
UGS-00399 | Jemgum (DE) (astora) / Jemgum I (GASCADE) | DE-TSO-0001 | GASCADE Gastransport | entry | [15 empty] | 21X-DE-H-A0A0A-L | 21Z000000000268D | 2020-10-06 09:15
UGS-00399 | Jemgum (DE) (astora) / Jemgum I (GASCADE) | DE-TSO-0001 | GASCADE Gastransport | exit | [15 empty] | 21X-DE-H-A0A0A-L | 21Z000000000268D | 2020-03-16 09:42
UGS-00400 | Bacton (Baird) | UK-TSO-0001 | National Grid Gas | exit | [15 empty] | 21X-GB-A-A0A0A-7 | 48ZBAC-BAIRD-STA | 2019-09-30 23:39
UGS-00401 | Barrow (Bains) | UK-TSO-0001 | National Grid Gas | exit | [15 empty] | 21X-GB-A-A0A0A-7 | 48ZBAR-BAINS-STG | 2019-09-30 23:39
UGS-00402 | Barrow (Gateway) | UK-TSO-0001 | National Grid Gas | exit | [15 empty] | 21X-GB-A-A0A0A-7 | 48ZBAR-GAT-STOR8 | 2019-09-30 23:39
UGS-00404 | Dynevor Arms | UK-TSO-0001 | National Grid Gas | exit | [15 empty] | 21X-GB-A-A0A0A-7 | 48ZDYNEVOR-REF-L | 2019-09-30 23:39
UGS-00404 | Dynevor Arms | UK-TSO-0001 | National Grid Gas | entry | [15 empty] | 21X-GB-A-A0A0A-7 | 48ZDYNEVOR-ENTRQ | 2019-09-30 23:39
UGS-00405 | Avonmouth Max Refill | UK-TSO-0001 | National Grid Gas | exit | AvonmouthUKStor |  | UK | StorUK | 1 | 1 | 1 | 1 |  | ok | ok | ok | ok |  |  | 21X-GB-A-A0A0A-7 | 48ZAVONM-REFILLK | 2019-09-30 23:39
UGS-00406 | Partington Max Refill | UK-TSO-0001 | National Grid Gas | exit | [15 empty] | 21X-GB-A-A0A0A-7 | 48ZPART-REFILL-W | 2019-09-30 23:39
UGS-00407 | Glenmavis Max Refill | UK-TSO-0001 | National Grid Gas | exit | GlenmavisUKStor |  | UK | StorUK | 1 | 1 | 1 | 1 |  | ok | ok | ok | ok |  |  | 21X-GB-A-A0A0A-7 | 48ZGLENM-REFILLO | 2019-09-30 23:39
UGS-00408 | Hatfield Moor Max Refill | UK-TSO-0001 | National Grid Gas | exit | [15 empty] | 21X-GB-A-A0A0A-7 | 48ZHATFIELD-REFP | 2019-09-30 23:39
UGS-00409 | Hornsea Max Refill | UK-TSO-0001 | National Grid Gas | exit | [15 empty] | 21X-GB-A-A0A0A-7 | 48ZHORNSEA-REF-X | 2019-09-30 23:39
UGS-00419 | Avonmouth LNG | UK-SSO-0007 | NG LGS | entry | AvonmouthUKStor |  | UK | StorUK | 0 | 0 | 0 | 0 | no data | ok | ok | ok | ok
UGS-00419 | Avonmouth LNG | UK-SSO-0007 | NG LGS | exit | AvonmouthStorUK |  | StorUK | UK | 0 | 0 | 0 | 0 | no data | ok | ok | ok | ok
UGS-00421 | Glenmavis (LNG) | UK-SSO-0007 | NG LGS | entry | GlenmavisUKStor |  | UK | StorUK | 0 | 0 | 0 | 0 | no data | ok | ok | ok | ok
UGS-00421 | Glenmavis (LNG) | UK-SSO-0007 | NG LGS | exit | GlenmavisStorUK |  | StorUK | UK | 0 | 0 | 0 | 0 | no data | ok | ok | ok | ok
UGS-00424 | GIM Kawerna | PL-TSO-0002 | GAZ-SYSTEM | entry | [15 empty] | 21X-PL-A-A0A0A-B | 21Z000000000383D | 2021-09-02 06:01
UGS-00424 | GIM Kawerna | PL-TSO-0002 | GAZ-SYSTEM | exit | [15 empty] | 21X-PL-A-A0A0A-B | 21Z000000000383D | 2021-09-02 06:01
UGS-00425 | GIM Sanok | PL-TSO-0002 | GAZ-SYSTEM | entry | [15 empty] | 21X-PL-A-A0A0A-B | 21Z000000000382F | 2021-03-27 06:02
UGS-00425 | GIM Sanok | PL-TSO-0002 | GAZ-SYSTEM | exit | [15 empty] | 21X-PL-A-A0A0A-B | 21Z000000000382F | 2021-03-27 06:02
UGS-00426 | IM Wierzchowice | PL-TSO-0002 | GAZ-SYSTEM | entry | [15 empty] | 21X-PL-A-A0A0A-B | 21Z000000000381H | 2021-09-02 06:01
UGS-00426 | IM Wierzchowice | PL-TSO-0002 | GAZ-SYSTEM | exit | [15 empty] | 21X-PL-A-A0A0A-B | 21Z000000000381H | 2021-09-02 06:01
UGS-00441 | VGS Storage Hub | DE-TSO-0003 | ONTRAS | exit | [15 empty] | 21X-DE-F-A0A0A-2 | 21W0000000000427 | 2016-01-28 12:04
UGS-00441 | VGS Storage Hub | DE-TSO-0003 | ONTRAS | entry | [15 empty] | 21X-DE-F-A0A0A-2 | 21W0000000000427 | 2020-05-02 16:22
UGS-00442 | Bobbau | DE-TSO-0001 | GASCADE Gastransport | exit | [15 empty] | 21X-DE-H-A0A0A-L | 21Z000000000372I | 2018-09-18 08:56
UGS-00442 | Bobbau | DE-TSO-0001 | GASCADE Gastransport | entry | [15 empty] | 21X-DE-H-A0A0A-L | 21Z000000000372I | 2021-07-13 11:09
UGS-00444 | Zone MND / OGE (DE) | DE-TSO-0009 | Open Grid Europe | entry | [15 empty] | 21X-DE-C-A0A0A-T | 37Y000000000386Q | 2021-09-30 09:28
UGS-00444 | Zone MND / OGE (DE) | DE-TSO-0009 | Open Grid Europe | exit | [15 empty] | 21X-DE-C-A0A0A-T | 37Y000000000386Q | 2021-09-30 09:28
UGS-00446 | VGS Moravia | CZ-TSO-0001 | NET4GAS | entry | [15 empty] | 21X000000001304L | 21Z000000000452K | 2020-04-15 13:44
UGS-00446 | VGS Moravia | CZ-TSO-0001 | NET4GAS | exit | [15 empty] | 21X000000001304L | 21Z000000000452K | 2020-04-15 13:44
UGS-00447 | Etzel (DE) (Crystal) / GUD (GASPOOL) | DE-TSO-0005 | Gasunie Deutschland | entry | [15 empty] | 21X-DE-D-A0A0A-K | 21Z000000000326P | 2018-09-25 14:32
UGS-00447 | Etzel (DE) (Crystal) / GUD (GASPOOL) | DE-TSO-0005 | Gasunie Deutschland | exit | [15 empty] | 21X-DE-D-A0A0A-K | 21Z000000000326P | 2018-09-25 14:32
UGS-00448 | Etzel (DE) (Crystal) / JGT (GASPOOL) | DE-TSO-0013 | jordgas Transport | entry | [15 empty] | 21X000000001189W | 21Z000000000326P | 2018-11-01 04:32
UGS-00448 | Etzel (DE) (Crystal) / JGT (GASPOOL) | DE-TSO-0013 | jordgas Transport | exit | [15 empty] | 21X000000001189W | 21Z000000000326P | 2018-11-01 04:32
UGS-00449 | Epe/Xanten I (UGS-E) | DE-TSO-0002 | Thyssengas | entry | [15 empty] | 21X-DE-G-A0A0A-U | 21Z000000000481D | 2021-09-27 22:37
UGS-00450 | Epe/Xanten II (UGS-A) | DE-TSO-0002 | Thyssengas | exit | [15 empty] | 21X-DE-G-A0A0A-U | 21Z000000000482B | 2017-03-01 23:59
UGS-00471 | Speicher Etzel Crystal GASPOOL | DE-TSO-0009 | Open Grid Europe | exit | [15 empty] | 21X-DE-C-A0A0A-T | 37Z000000007249O | 2021-01-05 11:54
UGS-00471 | Speicher Etzel Crystal GASPOOL | DE-TSO-0009 | Open Grid Europe | entry | [15 empty] | 21X-DE-C-A0A0A-T | 37Z000000007249O | 2021-01-05 12:46
UGS-00472 | Speicher Etzel EGL GASPOOL | DE-TSO-0005 | Gasunie Deutschland | entry | [15 empty] | 21X-DE-D-A0A0A-K | 37Z000000007248Q | 2021-09-01 15:33
UGS-00472 | Speicher Etzel EGL GASPOOL | DE-TSO-0005 | Gasunie Deutschland | exit | [15 empty] | 21X-DE-D-A0A0A-K | 37Z000000007248Q | 2021-09-01 15:33
UGS-00472 | Speicher Etzel EGL GASPOOL | DE-TSO-0009 | Open Grid Europe | entry | [15 empty] | 21X-DE-C-A0A0A-T | 37Z000000007248Q | 2021-01-05 11:51
UGS-00472 | Speicher Etzel EGL GASPOOL | DE-TSO-0009 | Open Grid Europe | exit | [15 empty] | 21X-DE-C-A0A0A-T | 37Z000000007248Q | 2021-01-05 12:47
UGS-00476 | Speicher Haiming 3-Haidach | DE-TSO-0009 | Open Grid Europe | exit | [15 empty] | 21X-DE-C-A0A0A-T | 37Z000000007357L | 2021-09-02 09:48
UGS-00476 | Speicher Haiming 3-Haidach | DE-TSO-0009 | Open Grid Europe | entry | [15 empty] | 21X-DE-C-A0A0A-T | 37Z000000007357L | 2021-09-30 09:28
UGS-00479 | Zone UGS EWE H-Gas | DE-TSO-0006 | Gastransport Nord | entry | [15 empty] | 21X000000001132O | 37Z000000007514V | 2021-03-02 22:04
UGS-00479 | Zone UGS EWE H-Gas | DE-TSO-0006 | Gastransport Nord | exit | [15 empty] | 21X000000001132O | 37Z000000007514V | 2021-03-02 22:04
UGS-00480 | UGS Lesum H | DE-TSO-0005 | Gasunie Deutschland | exit | [15 empty] | 21X-DE-D-A0A0A-K | 21Z18Y5014YTGHA1 | 2021-05-28 22:27
UGS-00480 | UGS Lesum H | DE-TSO-0005 | Gasunie Deutschland | entry | [15 empty] | 21X-DE-D-A0A0A-K | 21Z18Y5014YTGHA1 | 2021-06-02 22:18

## DIS
pointKey | pointLabel | operatorKey | operatorLabel | directionKey | edge_name | edge_display_name | from_node | to_node | firm | firmbooked | gcv | flow | Remarks | check_firm | check_firmbooked | check_gcv | check_flow | for_review | itemRemarks | tsoEicCode | tsoItemIdentifier | lastUpdateDateTime | isNA
DIS-00001 | Distribution (PT) | PT-TSO-0001 | REN - Gasodutos | exit | ConsDisPT |  | PT | ConsDisPT | 1 | 1 | 1 | 1 | [7 empty] | 21X-PT-A-A0A0A-Y | 16ZORDGN-------W | 2021-06-11 20:09
DIS-00002 | Distribution (PL) | PL-TSO-0002 | GAZ-SYSTEM | entry | ReverseDis2PL |  | ConsDisPL | PL | 1 | 1 | 1 | 1 | [7 empty] | 21X-PL-A-A0A0A-B | 53ZPL0000109001C | 2016-01-01 07:20
DIS-00002 | Distribution (PL) | PL-TSO-0002 | GAZ-SYSTEM | exit | ConsDis2PL |  | PL | ConsDisPL | 1 | 1 | 1 | 1 | old dataset until 2015, no distinction between L- and H-gas | [6 empty] | 21X-PL-A-A0A0A-B | 53ZPL0000109001C | 2016-01-01 07:20
DIS-00003 | Distribution (FR North) | FR-TSO-0003 | GRTgaz | exit | ConsDisFR |  | FR | ConsDisFR | 0 | 0 | 0 | 0 | [6 empty] | Data not available (no capacity on this point) | 21X-FR-A-A0A0A-S | 21Y0000000000751 | 2015-10-07 03:29 | 1
DIS-00004 | Distribution (FR South) | FR-TSO-0003 | GRTgaz | exit | ConsDisFR |  | FR | ConsDisFR | 0 | 0 | 0 | 0 | [6 empty] | Data not available (no capacity on this point) | 21X-FR-A-A0A0A-S | 21Y0000000000743 | 2015-10-07 03:29 | 1
DIS-00005 | Distribution (IT) | IT-TSO-0001 | Snam Rete Gas | exit | ConsDisIT |  | IT | ConsDisIT | 1 | 1 | 1 | 1 | [6 empty] | It is not possible to book the aggregate capacity, so the information is not meaningful to the market. Please, note that the correct information with the punctual capacity per point is published on the SRG website | 21X-IT-A-A0A0A-7 | 21Y0000000000581 | 2015-10-07 03:29 | 1
DIS-00013 | Aggregated Distribution - H-gas (PL) | PL-TSO-0002 | GAZ-SYSTEM | entry | ReverseDisPL |  | ConsDisPL | PL | sum | sum | max | sum | [7 empty] | 21X-PL-A-A0A0A-B | 21Y0000000000670 | 2021-08-27 06:15
DIS-00013 | Aggregated Distribution - H-gas (PL) | PL-TSO-0002 | GAZ-SYSTEM | exit | ConsDisPL |  | PL | ConsDisPL | sum | sum | max | sum | [7 empty] | 21X-PL-A-A0A0A-B | 21Y0000000000670 | 2021-08-27 06:15
DIS-00015 | Greater Belfast | UK-TSO-0002 | Premier Transmission | exit | ConsDisNI |  | NI | ConsDisNI | sum | sum | max | sum |  | ok | missing | gaps and unphysical spike |  |  |  | 21X0000000013562 | 21Y0000000000492 | 2018-07-11 10:54
DIS-00016 | Lisburn | UK-TSO-0002 | Premier Transmission | exit | ConsDisNI |  | NI | ConsDisNI | sum | sum | max | sum |  | ok | missing | gaps |  |  | N/A at this Point | 21X0000000013562 | 21Z0000000003956 | 2018-05-17 16:42 | 1
DIS-00017 | PTL Stranraer | UK-TSO-0002 | Premier Transmission | exit | ConsDisNI |  | NI | ConsDisNI | sum | sum | max | sum |  | ok | ok | gap | spikes |  |  | 21X0000000013562 | 21Z0000000003948 | 2021-08-10 17:47
DIS-00018 | Agioi Theodoroi | GR-TSO-0001 | DESFA | exit | ConsDisGR |  | GR | ConsDisGR | sum | sum | av | sum | [7 empty] | 21X-GR-A-A0A0A-G | 21Z000000000403X | 2021-04-29 14:14
DIS-00019 | Alexandroupolis | GR-TSO-0001 | DESFA | exit | ConsDisGR |  | GR | ConsDisGR | sum | sum | av | sum | [7 empty] | 21X-GR-A-A0A0A-G | 21Z000000000438E | 2021-04-29 14:14
DIS-00020 | Aliveri (PPC) | GR-TSO-0001 | DESFA | exit | ConsDisGR |  | GR | ConsDisGR | sum | sum | av | sum | [7 empty] | 21X-GR-A-A0A0A-G | 21Z000000000434M | 2021-04-29 14:14
DIS-00021 | Aloyminion | GR-TSO-0001 | DESFA | exit | ConsDisGR |  | GR | ConsDisGR | sum | sum | av | sum | [7 empty] | 21X-GR-A-A0A0A-G | 21Z000000000442N | 2021-04-29 14:14
DIS-00022 | Aloyminion II | GR-TSO-0001 | DESFA | exit | ConsDisGR |  | GR | ConsDisGR | sum | sum | av | sum | [7 empty] | 21X-GR-A-A0A0A-G | 21Z000000000441P | 2021-04-29 14:14
DIS-00023 | Aloyminion III | GR-TSO-0001 | DESFA | exit | ConsDisGR |  | GR | ConsDisGR | sum | sum | av | sum | [7 empty] | 21X-GR-A-A0A0A-G | 21Z000000000440R | 2021-04-29 14:14
DIS-00024 | Athens | GR-TSO-0001 | DESFA | exit | ConsDisGR |  | GR | ConsDisGR | sum | sum | av | sum | [7 empty] | 21X-GR-A-A0A0A-G | 21Z000000000439C | 2021-09-30 14:14
DIS-00025 | Drama | GR-TSO-0001 | DESFA | exit | ConsDisGR |  | GR | ConsDisGR | sum | sum | av | sum | [7 empty] | 21X-GR-A-A0A0A-G | 21Z000000000430U | 2021-04-29 14:14
DIS-00026 | ELPE | GR-TSO-0001 | DESFA | exit | ConsDisGR |  | GR | ConsDisGR | sum | sum | av | sum | [7 empty] | 21X-GR-A-A0A0A-G | 21Z000000000429F | 2021-04-29 14:14
DIS-00027 | Energiaki Thess. (ELPE) | GR-TSO-0001 | DESFA | exit | ConsDisGR |  | GR | ConsDisGR | sum | sum | av | sum | [7 empty] | 21X-GR-A-A0A0A-G | 21Z000000000428H | 2021-04-29 14:14
DIS-00028 | Heron II | GR-TSO-0001 | DESFA | exit | ConsDisGR |  | GR | ConsDisGR | sum | sum | av | sum | [7 empty] | 21X-GR-A-A0A0A-G | 21Z000000000427J | 2021-04-29 14:14
DIS-00029 | Heronas | GR-TSO-0001 | DESFA | exit | ConsDisGR |  | GR | ConsDisGR | sum | sum | av | sum | [7 empty] | 21X-GR-A-A0A0A-G | 21Z000000000426L | 2021-04-29 14:14
DIS-00030 | Karditsa | GR-TSO-0001 | DESFA | exit | ConsDisGR |  | GR | ConsDisGR | sum | sum | av | sum | [7 empty] | 21X-GR-A-A0A0A-G | 21Z000000000421V | 2021-04-29 14:14
DIS-00031 | Katerini | GR-TSO-0001 | DESFA | exit | ConsDisGR |  | GR | ConsDisGR | sum | sum | av | sum | [7 empty] | 21X-GR-A-A0A0A-G | 21Z000000000420X | 2021-04-29 14:14
DIS-00032 | Kavala | GR-TSO-0001 | DESFA | exit | ConsDisGR |  | GR | ConsDisGR | sum | sum | av | sum | [7 empty] | 21X-GR-A-A0A0A-G | 21Z000000000422T | 2021-04-29 14:14
DIS-00033 | Keratsini(PPC) | GR-TSO-0001 | DESFA | exit | ConsDisGR |  | GR | ConsDisGR | sum | sum | av | sum | [7 empty] | 21X-GR-A-A0A0A-G | 21Z000000000433O | 2021-04-29 14:14
DIS-00034 | Kilkis | GR-TSO-0001 | DESFA | exit | ConsDisGR |  | GR | ConsDisGR | sum | sum | av | sum | [7 empty] | 21X-GR-A-A0A0A-G | 21Z000000000419I | 2021-04-29 14:14
DIS-00035 | Kokkina | GR-TSO-0001 | DESFA | exit | ConsDisGR |  | GR | ConsDisGR | sum | sum | av | sum | [7 empty] | 21X-GR-A-A0A0A-G | 21Z000000000418K | 2021-04-29 14:14
DIS-00036 | Komotini | GR-TSO-0001 | DESFA | exit | ConsDisGR |  | GR | ConsDisGR | sum | sum | av | sum | [7 empty] | 21X-GR-A-A0A0A-G | 21Z000000000417M | 2021-04-29 14:14
DIS-00037 | Komotini(PPC) | GR-TSO-0001 | DESFA | exit | ConsDisGR |  | GR | ConsDisGR | sum | sum | av | sum | [7 empty] | 21X-GR-A-A0A0A-G | 21Z000000000432Q | 2021-04-29 14:14
DIS-00038 | Lamia | GR-TSO-0001 | DESFA | exit | ConsDisGR |  | GR | ConsDisGR | sum | sum | av | sum | [7 empty] | 21X-GR-A-A0A0A-G | 21Z000000000416O | 2021-04-29 14:14
DIS-00039 | Larissa | GR-TSO-0001 | DESFA | exit | ConsDisGR |  | GR | ConsDisGR | sum | sum | av | sum | [7 empty] | 21X-GR-A-A0A0A-G | 21Z000000000415Q | 2021-04-29 14:14
DIS-00040 | Lavrio(PPC) | GR-TSO-0001 | DESFA | exit | ConsDisGR |  | GR | ConsDisGR | sum | sum | av | sum | [7 empty] | 21X-GR-A-A0A0A-G | 21Z000000000431S | 2021-04-29 14:14
DIS-00041 | Motor Oil | GR-TSO-0001 | DESFA | exit | ConsDisGR |  | GR | ConsDisGR | sum | sum | av | sum | [7 empty] | 21X-GR-A-A0A0A-G | 21Z000000000413U | 2021-04-29 14:14
DIS-00042 | Motor Oil II | GR-TSO-0001 | DESFA | exit | ConsDisGR |  | GR | ConsDisGR | sum | sum | av | sum | [7 empty] | 21X-GR-A-A0A0A-G | 21Z000000000412W | 2021-04-29 14:14
DIS-00043 | Oinofyta | GR-TSO-0001 | DESFA | exit | ConsDisGR |  | GR | ConsDisGR | sum | sum | av | sum | [7 empty] | 21X-GR-A-A0A0A-G | 21Z000000000409L | 2021-09-30 14:14
DIS-00044 | Platy | GR-TSO-0001 | DESFA | exit | ConsDisGR |  | GR | ConsDisGR | sum | sum | av | sum | [7 empty] | 21X-GR-A-A0A0A-G | 21Z000000000408N | 2021-04-29 14:14
DIS-00045 | SALFA Ano Liossia | GR-TSO-0001 | DESFA | exit | ConsDisGR |  | GR | ConsDisGR | sum | sum | av | sum | [7 empty] | 21X-GR-A-A0A0A-G | 21Z000000000406R | 2021-04-29 14:14
DIS-00046 | SALFA Anthousa | GR-TSO-0001 | DESFA | exit | ConsDisGR |  | GR | ConsDisGR | sum | sum | av | sum | [7 empty] | 21X-GR-A-A0A0A-G | 21Z000000000407P | 2021-09-30 14:14
DIS-00047 | Serres | GR-TSO-0001 | DESFA | exit | ConsDisGR |  | GR | ConsDisGR | sum | sum | av | sum | [7 empty] | 21X-GR-A-A0A0A-G | 21Z000000000405T | 2021-04-29 14:14
DIS-00048 | Spata | GR-TSO-0001 | DESFA | exit | ConsDisGR |  | GR | ConsDisGR | sum | sum | av | sum | [7 empty] | 21X-GR-A-A0A0A-G | 21Z000000000414S | 2021-04-29 14:14
DIS-00049 | Thessaloniki | GR-TSO-0001 | DESFA | exit | ConsDisGR |  | GR | ConsDisGR | sum | sum | av | sum | [7 empty] | 21X-GR-A-A0A0A-G | 21Z000000000425N | 2021-09-30 14:14
DIS-00050 | Thisvi | GR-TSO-0001 | DESFA | exit | ConsDisGR |  | GR | ConsDisGR | sum | sum | av | sum | [7 empty] | 21X-GR-A-A0A0A-G | 21Z000000000424P | 2021-04-29 14:14
DIS-00051 | Thriassio | GR-TSO-0001 | DESFA | exit | ConsDisGR |  | GR | ConsDisGR | sum | sum | av | sum | [7 empty] | 21X-GR-A-A0A0A-G | 21Z000000000423R | 2021-09-30 14:14
DIS-00052 | Trikala | GR-TSO-0001 | DESFA | exit | ConsDisGR |  | GR | ConsDisGR | sum | sum | av | sum | [7 empty] | 21X-GR-A-A0A0A-G | 21Z000000000404V | 2021-04-29 14:14
DIS-00053 | VFL | GR-TSO-0001 | DESFA | exit | ConsDisGR |  | GR | ConsDisGR | sum | sum | av | sum | [7 empty] | 21X-GR-A-A0A0A-G | 21Z000000000435K | 2021-04-29 14:14
DIS-00054 | VIPE Larissa | GR-TSO-0001 | DESFA | exit | ConsDisGR |  | GR | ConsDisGR | sum | sum | av | sum | [7 empty] | 21X-GR-A-A0A0A-G | 21Z000000000437G | 2021-04-29 14:14
DIS-00055 | Volos | GR-TSO-0001 | DESFA | exit | ConsDisGR |  | GR | ConsDisGR | sum | sum | av | sum | [7 empty] | 21X-GR-A-A0A0A-G | 21Z000000000436I | 2021-04-29 14:14
DIS-00056 | Xanthi | GR-TSO-0001 | DESFA | exit | ConsDisGR |  | GR | ConsDisGR | sum | sum | av | sum | [7 empty] | 21X-GR-A-A0A0A-G | 21Z000000000411Y | 2021-04-29 14:14
DIS-00057 | Consumption (HU) | HU-TSO-0001 | FGSZ | exit | ConsDisHU |  | HU | ConsDisHU | 0 | 0 | 0 | 0 | no data | [6 empty] | 21X-HU-A-A0A0A-8 | 39WSISUM0000000I | 2018-07-02 23:04
DIS-00058 | Distribution (RO) | RO-TSO-0001 | Transgaz | exit | ConsDisRO |  | RO | ConsDisRO | 1 | 1 | 1 | 1 | [7 empty] | 21X-RO-A-A0A0A-S | 21Z000000000318O | 2021-08-04 18:31
DIS-00059 | Distribution (SI) | SI-TSO-0001 | Plinovodi | exit | ConsDisSI |  | SI | ConsDisSI | 1 | 1 | 1 | 1 | [7 empty] | 21X-SI-A-A0A0A-8 | 21Y000000000028A | 2021-01-25 22:07
DIS-00060 | Final Consumers (DE) (GUD) H-Gas-Summe Letztverbraucher | DE-TSO-0005 | Gasunie Deutschland | exit | ConsDisDE |  | DE | ConsDisDE | sum | sum | av | sum | [7 empty] | 21X-DE-D-A0A0A-K | 21Z000000000334Q | 2021-08-01 19:14
DIS-00061 | Final Consumers (DE) (GUD) L-Gas-Summe Letztverbraucher | DE-TSO-0005 | Gasunie Deutschland | exit | ConsDisDE |  | DE | ConsDisDE | sum | sum | av | sum | [7 empty] | 21X-DE-D-A0A0A-K | 21Z000000000333S | 2021-08-01 19:14
DIS-00063 | Aberdeen | UK-TSO-0001 | National Grid Gas | exit |  |  |  |  | 0 | 0 | 0 | 0 | [7 empty] | 21X-GB-A-A0A0A-7 | 48ZABERDEEN-OF-2 | 2019-09-30 23:39
DIS-00064 | Alrewas (EM) | UK-TSO-0001 | National Grid Gas | exit |  |  |  |  | 0 | 0 | 0 | 0 | [7 empty] | 21X-GB-A-A0A0A-7 | 48ZALREWAS-EM--G | 2019-09-30 23:39
DIS-00065 | Alrewas (WM) | UK-TSO-0001 | National Grid Gas | exit |  |  |  |  | 0 | 0 | 0 | 0 | [7 empty] | 21X-GB-A-A0A0A-7 | 48ZALREWAS-WM--0 | 2019-09-30 23:39
DIS-00066 | Armadale | UK-TSO-0001 | National Grid Gas | exit |  |  |  |  | 0 | 0 | 0 | 0 | [7 empty] | 21X-GB-A-A0A0A-7 | 48ZARMADALE-OF-3 | 2019-09-30 23:39
DIS-00067 | Aspley | UK-TSO-0001 | National Grid Gas | exit |  |  |  |  | 0 | 0 | 0 | 0 | [7 empty] | 21X-GB-A-A0A0A-7 | 48ZASPLEY-OF---V | 2019-09-30 23:39
DIS-00068 | Asselby | UK-TSO-0001 | National Grid Gas | exit |  |  |  |  | 0 | 0 | 0 | 0 | [7 empty] | 21X-GB-A-A0A0A-7 | 48ZASSELBY-OF--M | 2021-09-30 16:08
DIS-00069 | Audley (NW) | UK-TSO-0001 | National Grid Gas | exit |  |  |  |  | 0 | 0 | 0 | 0 | [7 empty] | 21X-GB-A-A0A0A-7 | 48ZAUDLEY-NW-OFR | 2019-09-30 23:39
DIS-00070 | Audley (WM) | UK-TSO-0001 | National Grid Gas | exit |  |  |  |  | 0 | 0 | 0 | 0 | [7 empty] | 21X-GB-A-A0A0A-7 | 48ZAUDLEY-WM-OFN | 2019-09-30 23:39
DIS-00071 | Austrey | UK-TSO-0001 | National Grid Gas | exit |  |  |  |  | 0 | 0 | 0 | 0 | [7 empty] | 21X-GB-A-A0A0A-7 | 48ZAUSTREY-OF--T | 2019-09-30 23:39
DIS-00072 | Aylesbeare | UK-TSO-0001 | National Grid Gas | exit |  |  |  |  | 0 | 0 | 0 | 0 | [7 empty] | 21X-GB-A-A0A0A-7 | 48ZAYLESBEAREOFV | 2019-09-30 23:39
DIS-00073 | Bacton | UK-TSO-0001 | National Grid Gas | exit | ConsDisUK |  | UK | ConsDisUK | sum | sum | av | sum | [7 empty] | 21X-GB-A-A0A0A-7 | 48ZBACTON-OF--1W | 2021-09-30 16:08
DIS-00074 | Baldersby | UK-TSO-0001 | National Grid Gas | exit |  |  |  |  | 0 | 0 | 0 | 0 | [7 empty] | 21X-GB-A-A0A0A-7 | 48ZBALDERSBY-OFD | 2021-09-30 16:08
DIS-00075 | Balgray | UK-TSO-0001 | National Grid Gas | exit |  |  |  |  | 0 | 0 | 0 | 0 | [7 empty] | 21X-GB-A-A0A0A-7 | 48ZBALGRAY-OF--E | 2021-02-28 14:23
DIS-00076 | Bathgate | UK-TSO-0001 | National Grid Gas | exit |  |  |  |  | 0 | 0 | 0 | 0 | [7 empty] | 21X-GB-A-A0A0A-7 | 48ZBATHGATE-OF-1 | 2020-09-30 12:55
DIS-00077 | Bishop Auckland | UK-TSO-0001 | National Grid Gas | exit |  |  |  |  | 0 | 0 | 0 | 0 | [7 empty] | 21X-GB-A-A0A0A-7 | 48ZBISH-AUCK-OFA | 2019-09-30 23:39
DIS-00078 | Blaby | UK-TSO-0001 | National Grid Gas | exit |  |  |  |  | 0 | 0 | 0 | 0 | [7 empty] | 21X-GB-A-A0A0A-7 | 48ZBLABY-OF----J | 2019-09-30 23:39
DIS-00079 | Blackrod | UK-TSO-0001 | National Grid Gas | exit |  |  |  |  | 0 | 0 | 0 | 0 | [7 empty] | 21X-GB-A-A0A0A-7 | 48ZBLACKROD-OF-Y | 2019-09-30 23:39
DIS-00080 | Blyborough | UK-TSO-0001 | National Grid Gas | exit |  |  |  |  | 0 | 0 | 0 | 0 | [7 empty] | 21X-GB-A-A0A0A-7 | 48ZBLYBOROUGH--3 | 2021-09-30 16:08
DIS-00081 | Braishfield A | UK-TSO-0001 | National Grid Gas | exit |  |  |  |  | 0 | 0 | 0 | 0 | [7 empty] | 21X-GB-A-A0A0A-7 | 48ZBRAISHFIE-A-K | 2019-09-30 23:39
DIS-00082 | Braishfield B | UK-TSO-0001 | National Grid Gas | exit |  |  |  |  | 0 | 0 | 0 | 0 | [7 empty] | 21X-GB-A-A0A0A-7 | 48ZBRAISHFIE-B-H | 2020-09-30 12:55
DIS-00083 | Brisley | UK-TSO-0001 | National Grid Gas | exit |  |  |  |  | 0 | 0 | 0 | 0 | [7 empty] | 21X-GB-A-A0A0A-7 | 48ZBRISLEY-OF--4 | 2019-09-30 23:39
DIS-00084 | Broxburn | UK-TSO-0001 | National Grid Gas | exit |  |  |  |  | 0 | 0 | 0 | 0 | [7 empty] | 21X-GB-A-A0A0A-7 | 48ZBROXBURN-OF-I | 2019-09-30 23:39
DIS-00085 | Burley Bank | UK-TSO-0001 | National Grid Gas | exit |  |  |  |  | 0 | 0 | 0 | 0 | [7 empty] | 21X-GB-A-A0A0A-7 | 48ZBURLEYBANK--X | 2021-09-30 16:08
DIS-00086 | Caldecott | UK-TSO-0001 | National Grid Gas | exit |  |  |  |  | 0 | 0 | 0 | 0 | [7 empty] | 21X-GB-A-A0A0A-7 | 48ZCALDECOTT-OFS | 2019-09-30 23:39
DIS-00087 | Careston | UK-TSO-0001 | National Grid Gas | exit |  |  |  |  | 0 | 0 | 0 | 0 | [7 empty] | 21X-GB-A-A0A0A-7 | 48ZCARESTON-OF-K | 2021-01-31 14:30
DIS-00088 | Cirencester | UK-TSO-0001 | National Grid Gas | exit |  |  |  |  | 0 | 0 | 0 | 0 | [7 empty] | 21X-GB-A-A0A0A-7 | 48ZCIRENCESTER1W | 2019-09-30 23:39
DIS-00089 | Coffinswell | UK-TSO-0001 | National Grid Gas | exit |  |  |  |  | 0 | 0 | 0 | 0 | [7 empty] | 21X-GB-A-A0A0A-7 | 48ZCOFFINSWELL-N | 2019-09-30 23:39
DIS-00090 | Coldstream | UK-TSO-0001 | National Grid Gas | exit |  |  |  |  | 0 | 0 | 0 | 0 | [7 empty] | 21X-GB-A-A0A0A-7 | 48ZCOLDSTREAM-1W | 2019-09-30 23:39
DIS-00091 | Corbridge | UK-TSO-0001 | National Grid Gas | exit |  |  |  |  | 0 | 0 | 0 | 0 | [7 empty] | 21X-GB-A-A0A0A-7 | 48ZCORBRIDGE-OFR | 2019-09-30 23:39
DIS-00092 | Cowpen Bewley | UK-TSO-0001 | National Grid Gas | exit |  |  |  |  | 0 | 0 | 0 | 0 | [7 empty] | 21X-GB-A-A0A0A-7 | 48ZCOWPENBEWLEY8 | 2020-01-01 00:10
DIS-00093 | Dowlais | UK-TSO-0001 | National Grid Gas | exit |  |  |  |  | 0 | 0 | 0 | 0 | [7 empty] | 21X-GB-A-A0A0A-7 | 48ZDOWLAIS-OF--2 | 2021-09-30 16:08
DIS-00094 | Drointon | UK-TSO-0001 | National Grid Gas | exit |  |  |  |  | 0 | 0 | 0 | 0 | [7 empty] | 21X-GB-A-A0A0A-7 | 48ZDROINTON-OF-Q | 2019-09-30 23:39
DIS-00095 | Drum | UK-TSO-0001 | National Grid Gas | exit |  |  |  |  | 0 | 0 | 0 | 0 | [7 empty] | 21X-GB-A-A0A0A-7 | 48ZDRUM-OF-----D | 2021-02-28 14:23
DIS-00096 | Dyffryn Clydach | UK-TSO-0001 | National Grid Gas | exit |  |  |  |  | 0 | 0 | 0 | 0 | [7 empty] | 21X-GB-A-A0A0A-7 | 48ZDYFFRYNCLYDAD | 2019-09-30 23:39
DIS-00097 | Easton Grey | UK-TSO-0001 | National Grid Gas | exit |  |  |  |  | 0 | 0 | 0 | 0 | [7 empty] | 21X-GB-A-A0A0A-7 | 48ZEASTONGREY--U | 2019-09-30 23:39
DIS-00098 | Ecclestone | UK-TSO-0001 | National Grid Gas | exit |  |  |  |  | 0 | 0 | 0 | 0 | [7 empty] | 21X-GB-A-A0A0A-7 | 48ZECCLESTONE--F | 2019-09-30 23:39
DIS-00099 | Elton | UK-TSO-0001 | National Grid Gas | exit |  |  |  |  | 0 | 0 | 0 | 0 | [7 empty] | 21X-GB-A-A0A0A-7 | 48ZELTON-OF---1W | 2019-09-30 23:39
DIS-00100 | Evesham | UK-TSO-0001 | National Grid Gas | exit |  |  |  |  | 0 | 0 | 0 | 0 | [7 empty] | 21X-GB-A-A0A0A-7 | 48ZEVESHAM-OF--2 | 2019-09-30 23:39
DIS-00101 | Farningham | UK-TSO-0001 | National Grid Gas | exit |  |  |  |  | 0 | 0 | 0 | 0 | [7 empty] | 21X-GB-A-A0A0A-7 | 48ZFARNINGHAM--B | 2019-02-28 23:57
DIS-00102 | Farningham B | UK-TSO-0001 | National Grid Gas | exit |  |  |  |  | 0 | 0 | 0 | 0 | [7 empty] | 21X-GB-A-A0A0A-7 | 48ZFARNINGHAM-BO | 2019-02-28 23:57
DIS-00103 | Fiddington | UK-TSO-0001 | National Grid Gas | exit |  |  |  |  | 0 | 0 | 0 | 0 | [7 empty] | 21X-GB-A-A0A0A-7 | 48ZFIDDINGTON--N | 2019-09-30 23:39
DIS-00104 | Ganstead | UK-TSO-0001 | National Grid Gas | exit |  |  |  |  | 0 | 0 | 0 | 0 | [7 empty] | 21X-GB-A-A0A0A-7 | 48ZGANSTEAD-OF-U | 2021-09-30 16:08
DIS-00105 | Gilwern | UK-TSO-0001 | National Grid Gas | exit |  |  |  |  | 0 | 0 | 0 | 0 | [7 empty] | 21X-GB-A-A0A0A-7 | 48ZGILWERN-OF--A | 2019-09-30 23:39
DIS-00106 | Glenmavis | UK-TSO-0001 | National Grid Gas | exit | ConsDisUK |  | UK | ConsDisUK | sum | sum | av | sum | [7 empty] | 21X-GB-A-A0A0A-7 | 48ZGLENMAVIS-OF9 | 2021-09-30 16:08
DIS-00107 | Gosberton | UK-TSO-0001 | National Grid Gas | exit |  |  |  |  | 0 | 0 | 0 | 0 | [7 empty] | 21X-GB-A-A0A0A-7 | 48ZGOSBERTON-OFQ | 2019-09-30 23:39
DIS-00108 | Great Wilbraham | UK-TSO-0001 | National Grid Gas | exit |  |  |  |  | 0 | 0 | 0 | 0 | [7 empty] | 21X-GB-A-A0A0A-7 | 48ZGREATWILBRAHN | 2019-09-30 23:39
DIS-00109 | Guyzance | UK-TSO-0001 | National Grid Gas | exit |  |  |  |  | 0 | 0 | 0 | 0 | [7 empty] | 21X-GB-A-A0A0A-7 | 48ZGUYZANCE-OF-B | 2019-09-30 23:39
DIS-00110 | Hardwick | UK-TSO-0001 | National Grid Gas | exit |  |  |  |  | 0 | 0 | 0 | 0 | [7 empty] | 21X-GB-A-A0A0A-7 | 48ZHARDWICK-OF-8 | 2019-09-30 23:39
DIS-00111 | Holmes Chapel | UK-TSO-0001 | National Grid Gas | exit |  |  |  |  | 0 | 0 | 0 | 0 | [7 empty] | 21X-GB-A-A0A0A-7 | 48ZHOLMESCHAPEL1 | 2019-09-30 23:39
DIS-00112 | Horndon | UK-TSO-0001 | National Grid Gas | exit |  |  |  |  | 0 | 0 | 0 | 0 | [7 empty] | 21X-GB-A-A0A0A-7 | 48ZHORNDON-OF--J | 2019-09-30 23:39
DIS-00113 | Humbleton | UK-TSO-0001 | National Grid Gas | exit |  |  |  |  | 0 | 0 | 0 | 0 | [7 empty] | 21X-GB-A-A0A0A-7 | 48ZHUMBLETON-OFB | 2019-09-30 23:39
DIS-00114 | Hume | UK-TSO-0001 | National Grid Gas | exit |  |  |  |  | 0 | 0 | 0 | 0 | [7 empty] | 21X-GB-A-A0A0A-7 | 48ZHUME-OF-----J | 2019-09-30 23:39
DIS-00115 | Ilchester | UK-TSO-0001 | National Grid Gas | exit |  |  |  |  | 0 | 0 | 0 | 0 | [7 empty] | 21X-GB-A-A0A0A-7 | 48ZILCHESTER-OF- | 2019-09-30 23:39
DIS-00116 | Ipsden | UK-TSO-0001 | National Grid Gas | exit |  |  |  |  | 0 | 0 | 0 | 0 | [7 empty] | 21X-GB-A-A0A0A-7 | 48ZIPSDEN-OF---O | 2019-09-30 23:39
DIS-00117 | Ipsden 2 | UK-TSO-0001 | National Grid Gas | exit |  |  |  |  | 0 | 0 | 0 | 0 | [7 empty] | 21X-GB-A-A0A0A-7 | 48ZIPSDEN-2-OF-E | 2019-09-30 23:39
DIS-00118 | Keld | UK-TSO-0001 | National Grid Gas | exit |  |  |  |  | 0 | 0 | 0 | 0 | [7 empty] | 21X-GB-A-A0A0A-7 | 48ZKELD-OF-----8 | 2019-09-30 23:39
DIS-00119 | Kenn | UK-TSO-0001 | National Grid Gas | exit |  |  |  |  | 0 | 0 | 0 | 0 | [7 empty] | 21X-GB-A-A0A0A-7 | 48ZKENN-OF-----Y | 2019-09-30 23:39
DIS-00120 | Kinknockie | UK-TSO-0001 | National Grid Gas | exit |  |  |  |  | 0 | 0 | 0 | 0 | [7 empty] | 21X-GB-A-A0A0A-7 | 48ZKINKNOCKIE--L | 2019-09-30 23:39
DIS-00121 | Kirkstead | UK-TSO-0001 | National Grid Gas | exit |  |  |  |  | 0 | 0 | 0 | 0 | [7 empty] | 21X-GB-A-A0A0A-7 | 48ZKIRKSTEAD-OFR | 2019-09-30 23:39
DIS-00122 | Langholm | UK-TSO-0001 | National Grid Gas | exit |  |  |  |  | 0 | 0 | 0 | 0 | [7 empty] | 21X-GB-A-A0A0A-7 | 48ZLANGHOLM-OF-J | 2019-10-03 21:32
DIS-00123 | Leamington | UK-TSO-0001 | National Grid Gas | exit |  |  |  |  | 0 | 0 | 0 | 0 | [7 empty] | 21X-GB-A-A0A0A-7 | 48ZLEAMINGTON--A | 2019-09-30 23:39
DIS-00124 | Little Burdon | UK-TSO-0001 | National Grid Gas | exit |  |  |  |  | 0 | 0 | 0 | 0 | [7 empty] | 21X-GB-A-A0A0A-7 | 48ZLITTLEBURDONT | 2019-09-30 23:39
DIS-00125 | Littleton Drew | UK-TSO-0001 | National Grid Gas | exit |  |  |  |  | 0 | 0 | 0 | 0 | [7 empty] | 21X-GB-A-A0A0A-7 | 48ZLITTLETON-DR3 | 2020-09-30 12:55
DIS-00126 | Lockerbie | UK-TSO-0001 | National Grid Gas | exit |  |  |  |  | 0 | 0 | 0 | 0 | [7 empty] | 21X-GB-A-A0A0A-7 | 48ZLOCKERBIE-OFW | 2019-09-30 23:39
DIS-00127 | Lower Quinton | UK-TSO-0001 | National Grid Gas | exit |  |  |  |  | 0 | 0 | 0 | 0 | [7 empty] | 21X-GB-A-A0A0A-7 | 48ZLOWERQUINTON4 | 2019-09-30 23:39
DIS-00128 | Lupton | UK-TSO-0001 | National Grid Gas | exit |  |  |  |  | 0 | 0 | 0 | 0 | [7 empty] | 21X-GB-A-A0A0A-7 | 48ZLUPTON-OF---4 | 2020-08-31 12:53
DIS-00129 | Luxborough Lane | UK-TSO-0001 | National Grid Gas | exit |  |  |  |  | 0 | 0 | 0 | 0 | [7 empty] | 21X-GB-A-A0A0A-7 | 48ZLUXBOROUGH-LS | 2019-09-30 23:39
DIS-00130 | Lyneham (Choakford) | UK-TSO-0001 | National Grid Gas | exit |  |  |  |  | 0 | 0 | 0 | 0 | [7 empty] | 21X-GB-A-A0A0A-7 | 48ZLYNEHAM-OF--R | 2019-09-30 23:39
DIS-00131 | Maelor | UK-TSO-0001 | National Grid Gas | exit |  |  |  |  | 0 | 0 | 0 | 0 | [7 empty] | 21X-GB-A-A0A0A-7 | 48ZMAELOR-OF---U | 2019-09-30 23:39
DIS-00132 | Malpas | UK-TSO-0001 | National Grid Gas | exit |  |  |  |  | 0 | 0 | 0 | 0 | [7 empty] | 21X-GB-A-A0A0A-7 | 48ZMALPAS-OF---V | 2019-09-30 23:39
DIS-00133 | Mappowder | UK-TSO-0001 | National Grid Gas | exit |  |  |  |  | 0 | 0 | 0 | 0 | [7 empty] | 21X-GB-A-A0A0A-7 | 48ZMAPPOWDER-OFV | 2021-02-28 14:23
DIS-00134 | Market Harborough | UK-TSO-0001 | National Grid Gas | exit |  |  |  |  | 0 | 0 | 0 | 0 | [7 empty] | 21X-GB-A-A0A0A-7 | 48ZMARKETHARBORN | 2019-09-30 23:39
DIS-00135 | Matching Green | UK-TSO-0001 | National Grid Gas | exit |  |  |  |  | 0 | 0 | 0 | 0 | [7 empty] | 21X-GB-A-A0A0A-7 | 48ZMATCHINGGREE0 | 2019-09-30 23:39
DIS-00136 | Melkinthorpe | UK-TSO-0001 | National Grid Gas | exit |  |  |  |  | 0 | 0 | 0 | 0 | [7 empty] | 21X-GB-A-A0A0A-7 | 48ZMELKINTHORPEC | 2019-09-30 23:39
DIS-00137 | Mickle Trafford | UK-TSO-0001 | National Grid Gas | exit |  |  |  |  | 0 | 0 | 0 | 0 | [7 empty] | 21X-GB-A-A0A0A-7 | 48ZMICKLE-TRAFFV | 2019-09-30 23:39
DIS-00138 | Milwich | UK-TSO-0001 | National Grid Gas | exit |  |  |  |  | 0 | 0 | 0 | 0 | [7 empty] | 21X-GB-A-A0A0A-7 | 48ZMILWICH-OF--L | 2019-09-30 23:39
DIS-00139 | Netherhowcleugh | UK-TSO-0001 | National Grid Gas | exit |  |  |  |  | 0 | 0 | 0 | 0 | [7 empty] | 21X-GB-A-A0A0A-7 | 48ZNETHERHOWCLEJ | 2019-09-30 23:39
DIS-00140 | Pannal | UK-TSO-0001 | National Grid Gas | exit |  |  |  |  | 0 | 0 | 0 | 0 | [7 empty] | 21X-GB-A-A0A0A-7 | 48ZPANNAL-OF---9 | 2021-09-30 16:08
DIS-00141 | Partington | UK-TSO-0001 | National Grid Gas | exit | ConsDisUK |  | UK | ConsDisUK | sum | sum | av | sum | [7 empty] | 21X-GB-A-A0A0A-7 | 48ZPARTINGTON--8 | 2019-09-30 23:39
DIS-00142 | Paull | UK-TSO-0001 | National Grid Gas | exit |  |  |  |  | 0 | 0 | 0 | 0 | [7 empty] | 21X-GB-A-A0A0A-7 | 48ZPAULL-OF----P | 2019-09-30 23:39
DIS-00143 | Peterborough Eye (Tee) | UK-TSO-0001 | National Grid Gas | exit |  |  |  |  | 0 | 0 | 0 | 0 | [7 empty] | 21X-GB-A-A0A0A-7 | 48ZPETERBOR-EYEB | 2021-09-30 16:08
DIS-00144 | Peters Green | UK-TSO-0001 | National Grid Gas | exit |  |  |  |  | 0 | 0 | 0 | 0 | [7 empty] | 21X-GB-A-A0A0A-7 | 48ZPETERS-GREENI | 2019-09-30 23:39
DIS-00145 | Peters Green South Mimms | UK-TSO-0001 | National Grid Gas | exit |  |  |  |  | 0 | 0 | 0 | 0 | [7 empty] | 21X-GB-A-A0A0A-7 | 48ZPETERS-GR-SM1 | 2019-09-30 23:39
DIS-00146 | Pickering | UK-TSO-0001 | National Grid Gas | exit |  |  |  |  | 0 | 0 | 0 | 0 | [7 empty] | 21X-GB-A-A0A0A-7 | 48ZPICKERING-OF0 | 2021-09-30 16:08
DIS-00147 | Pitcairngreen | UK-TSO-0001 | National Grid Gas | exit |  |  |  |  | 0 | 0 | 0 | 0 | [7 empty] | 21X-GB-A-A0A0A-7 | 48ZPITCAIRNGREE6 | 2019-09-30 23:39
DIS-00148 | Pucklechurch | UK-TSO-0001 | National Grid Gas | exit |  |  |  |  | 0 | 0 | 0 | 0 | [7 empty] | 21X-GB-A-A0A0A-7 | 48ZPUCKLECHURCHA | 2019-09-30 23:39
DIS-00149 | Rawcliffe | UK-TSO-0001 | National Grid Gas | exit |  |  |  |  | 0 | 0 | 0 | 0 | [7 empty] | 21X-GB-A-A0A0A-7 | 48ZRAWCLIFFE-OFI | 2020-09-30 12:55
DIS-00150 | Ross (SW) | UK-TSO-0001 | National Grid Gas | exit |  |  |  |  | 0 | 0 | 0 | 0 | [7 empty] | 21X-GB-A-A0A0A-7 | 48ZROSS-SW-OF--7 | 2019-09-30 23:39
DIS-00151 | Ross (WM) | UK-TSO-0001 | National Grid Gas | exit |  |  |  |  | 0 | 0 | 0 | 0 | [7 empty] | 21X-GB-A-A0A0A-7 | 48ZROSS-WM-OF--8 | 2019-09-30 23:39
DIS-00152 | Roudham Heath | UK-TSO-0001 | National Grid Gas | exit |  |  |  |  | 0 | 0 | 0 | 0 | [7 empty] | 21X-GB-A-A0A0A-7 | 48ZROUDHAMHEATHN | 2019-09-30 23:39
DIS-00153 | Royston | UK-TSO-0001 | National Grid Gas | exit |  |  |  |  | 0 | 0 | 0 | 0 | [7 empty] | 21X-GB-A-A0A0A-7 | 48ZROYSTON-OF--P | 2021-08-31 15:59
DIS-00154 | Rugby | UK-TSO-0001 | National Grid Gas | exit |  |  |  |  | 0 | 0 | 0 | 0 | [7 empty] | 21X-GB-A-A0A0A-7 | 48ZRUGBY-OF----7 | 2019-09-30 23:39
DIS-00155 | Saltwick Pressure Controlled | UK-TSO-0001 | National Grid Gas | exit |  |  |  |  | 0 | 0 | 0 | 0 | [7 empty] | 21X-GB-A-A0A0A-7 | 48ZSALTWICK-PC-Z | 2019-09-30 23:39
DIS-00156 | Saltwick Volumetric Controlled | UK-TSO-0001 | National Grid Gas | exit |  |  |  |  | 0 | 0 | 0 | 0 | [7 empty] | 21X-GB-A-A0A0A-7 | 48ZSALTWICK-VC-B | 2019-09-30 23:39
DIS-00157 | Samlesbury | UK-TSO-0001 | National Grid Gas | exit |  |  |  |  | 0 | 0 | 0 | 0 | [7 empty] | 21X-GB-A-A0A0A-7 | 48ZSAMLESBURY--X | 2019-09-30 23:39
DIS-00158 | Seabank (DN) | UK-TSO-0001 | National Grid Gas | exit |  |  |  |  | 0 | 0 | 0 | 0 | [7 empty] | 21X-GB-A-A0A0A-7 | 48ZSEABANK-OF--Q | 2019-09-30 23:39
DIS-00159 | Shorne | UK-TSO-0001 | National Grid Gas | exit |  |  |  |  | 0 | 0 | 0 | 0 | [7 empty] | 21X-GB-A-A0A0A-7 | 48ZSHORNE-OF---X | 2021-05-04 11:56
DIS-00160 | Shustoke | UK-TSO-0001 | National Grid Gas | exit |  |  |  |  | 0 | 0 | 0 | 0 | [7 empty] | 21X-GB-A-A0A0A-7 | 48ZSHUSTOKE-OF-1 | 2019-09-30 23:39
DIS-00161 | Silk Willoughby | UK-TSO-0001 | National Grid Gas | exit |  |  |  |  | 0 | 0 | 0 | 0 | [7 empty] | 21X-GB-A-A0A0A-7 | 48ZSILKWILLOUGHQ | 2021-08-31 15:59
DIS-00162 | Soutra | UK-TSO-0001 | National Grid Gas | exit |  |  |  |  | 0 | 0 | 0 | 0 | [7 empty] | 21X-GB-A-A0A0A-7 | 48ZSOUTRA-OF---7 | 2019-09-30 23:39
DIS-00163 | St Fergus | UK-TSO-0001 | National Grid Gas | exit |  |  |  |  | 0 | 0 | 0 | 0 | [7 empty] | 21X-GB-A-A0A0A-7 | 48ZST-FERGUS-OF8 | 2020-09-30 12:55
DIS-00164 | Stranraer | UK-TSO-0001 | National Grid Gas | exit |  |  |  |  | 0 | 0 | 0 | 0 | [7 empty] | 21X-GB-A-A0A0A-7 | 48ZSTRANRAER-OFY | 2019-09-30 23:39
DIS-00165 | Stratford-upon-Avon | UK-TSO-0001 | National Grid Gas | exit |  |  |  |  | 0 | 0 | 0 | 0 | [7 empty] | 21X-GB-A-A0A0A-7 | 48ZSTRATFORD-OF7 | 2019-09-30 23:39
DIS-00166 | Sutton Bridge | UK-TSO-0001 | National Grid Gas | exit |  |  |  |  | 0 | 0 | 0 | 0 | [7 empty] | 21X-GB-A-A0A0A-7 | 48ZSUTTONBRIDGEM | 2021-08-31 15:59
DIS-00167 | Tatsfield | UK-TSO-0001 | National Grid Gas | exit |  |  |  |  | 0 | 0 | 0 | 0 | [7 empty] | 21X-GB-A-A0A0A-7 | 48ZTATSFIELD-OF6 | 2020-09-30 12:55
DIS-00168 | Thornton Curtis | UK-TSO-0001 | National Grid Gas | exit |  |  |  |  | 0 | 0 | 0 | 0 | [7 empty] | 21X-GB-A-A0A0A-7 | 48ZTHORNTONCURTX | 2019-09-30 23:39
DIS-00169 | Thrintoft | UK-TSO-0001 | National Grid Gas | exit |  |  |  |  | 0 | 0 | 0 | 0 | [7 empty] | 21X-GB-A-A0A0A-7 | 48ZTHRINTOFT-OFT | 2019-09-30 23:39
DIS-00170 | Towlaw | UK-TSO-0001 | National Grid Gas | exit |  |  |  |  | 0 | 0 | 0 | 0 | [7 empty] | 21X-GB-A-A0A0A-7 | 48ZTOWLAW-OF---T | 2019-09-30 23:39
DIS-00171 | Towton | UK-TSO-0001 | National Grid Gas | exit |  |  |  |  | 0 | 0 | 0 | 0 | [7 empty] | 21X-GB-A-A0A0A-7 | 48ZTOWTON-OF---6 | 2021-09-30 16:08
DIS-00172 | Tur Langton | UK-TSO-0001 | National Grid Gas | exit |  |  |  |  | 0 | 0 | 0 | 0 | [7 empty] | 21X-GB-A-A0A0A-7 | 48ZTUR-LANGTON-L | 2021-08-31 15:59
DIS-00173 | Walesby | UK-TSO-0001 | National Grid Gas | exit |  |  |  |  | 0 | 0 | 0 | 0 | [7 empty] | 21X-GB-A-A0A0A-7 | 48ZWALESBY-OF--3 | 2019-09-30 23:39
DIS-00174 | Warburton | UK-TSO-0001 | National Grid Gas | exit |  |  |  |  | 0 | 0 | 0 | 0 | [7 empty] | 21X-GB-A-A0A0A-7 | 48ZWARBURTON-OF1 | 2019-09-30 23:39
DIS-00175 | West Winch | UK-TSO-0001 | National Grid Gas | exit |  |  |  |  | 0 | 0 | 0 | 0 | [7 empty] | 21X-GB-A-A0A0A-7 | 48ZWESTWINCH-OFY | 2021-08-31 15:59
DIS-00176 | Weston Point | UK-TSO-0001 | National Grid Gas | exit |  |  |  |  | 0 | 0 | 0 | 0 | [7 empty] | 21X-GB-A-A0A0A-7 | 48ZWESTON-POINTK | 2019-09-30 23:39
DIS-00177 | Wetheral | UK-TSO-0001 | National Grid Gas | exit |  |  |  |  | 0 | 0 | 0 | 0 | [7 empty] | 21X-GB-A-A0A0A-7 | 48ZWETHERAL-OF-N | 2019-09-30 23:39
DIS-00178 | Whitwell | UK-TSO-0001 | National Grid Gas | exit |  |  |  |  | 0 | 0 | 0 | 0 | [7 empty] | 21X-GB-A-A0A0A-7 | 48ZWHITWELL-OF-1 | 2019-09-30 23:39
DIS-00179 | Winkfield (NT) | UK-TSO-0001 | National Grid Gas | exit |  |  |  |  | 0 | 0 | 0 | 0 | [7 empty] | 21X-GB-A-A0A0A-7 | 48ZWINKFIELD-NTT | 2019-09-30 23:39
DIS-00180 | Winkfield (SE) | UK-TSO-0001 | National Grid Gas | exit |  |  |  |  | 0 | 0 | 0 | 0 | [7 empty] | 21X-GB-A-A0A0A-7 | 48ZWINKFIELD-SE7 | 2019-09-30 23:39
DIS-00181 | Winkfield (SO) | UK-TSO-0001 | National Grid Gas | exit |  |  |  |  | 0 | 0 | 0 | 0 | [7 empty] | 21X-GB-A-A0A0A-7 | 48ZWINKFIELD-SOO | 2019-09-30 23:39
DIS-00182 | Yelverton | UK-TSO-0001 | National Grid Gas | exit |  |  |  |  | 0 | 0 | 0 | 0 | [7 empty] | 21X-GB-A-A0A0A-7 | 48ZYELVERTON-OFB | 2019-09-30 23:39
DIS-00183 | Burnhervie | UK-TSO-0001 | National Grid Gas | exit |  |  |  |  | 0 | 0 | 0 | 0 | [7 empty] | 21X-GB-A-A0A0A-7 | 48ZBURNHERVIE--V | 2019-09-30 23:39
DIS-00184 | Cambridge | UK-TSO-0001 | National Grid Gas | exit |  |  |  |  | 0 | 0 | 0 | 0 | [7 empty] | 21X-GB-A-A0A0A-7 | 48ZCAMBRIDGE-OFS | 2019-09-30 23:39
DIS-00185 | Crawley Down | UK-TSO-0001 | National Grid Gas | exit |  |  |  |  | 0 | 0 | 0 | 0 | [7 empty] | 21X-GB-A-A0A0A-7 | 48ZCRAWLEY-DOWNM | 2019-09-30 23:39
DIS-00186 | Lauderhill | UK-TSO-0001 | National Grid Gas | exit |  |  |  |  | 0 | 0 | 0 | 0 | [7 empty] | 21X-GB-A-A0A0A-7 | 48ZLAUDERHILL--E | 2019-09-30 23:39
DIS-00187 | Local Distribution Companies (LDC) (NL) | NL-TSO-0001 | GTS | exit | ConsDisNL |  | NL | ConsDisNL | 1 | 1 | 1 | 1 | [6 empty] | N/A | 21X-NL-A-A0A0A-Z | 52Y0000000000006 | 2017-04-05 14:44 | 1
DIS-00188 | TIGF Delivery Pool - Distribution (FR) | FR-TSO-0002 | TIGF | exit | ConsDisFR |  | FR | ConsDisFR | sum | sum | av | sum |  | ok | ok | ok | ok |  | data not available | 21X-FR-B-A0A0A-J | 21Y000000000053B | 2015-10-07 03:23 | 1
DIS-00189 | Pool Distribution and Final Consumers (FR North) | FR-TSO-0003 | GRTgaz | exit | ConsDisFR |  | FR | ConsDisFR | 0 | 0 | 0 | 0 | [6 empty] | Data not available (no capacity on this point) | 21X-FR-A-A0A0A-S | 21Y0000000000719 | 2015-10-07 03:29 | 1
DIS-00191 | Distribution (BE) H-zone | BE-TSO-0001 | Fluxys Belgium | entry | ReverseDisBE |  | ConsDisBE | BE | sum | sum | max | sum | [7 empty] | 21X-BE-A-A0A0A-Y | 21Y0000000000484 | 2017-10-03 07:49
DIS-00191 | Distribution (BE) H-zone | BE-TSO-0001 | Fluxys Belgium | exit | ConsDisBE |  | BE | ConsDisBE | sum | sum | max | sum | [7 empty] | 21X-BE-A-A0A0A-Y | 21Y0000000000484 | 2020-05-08 06:57
DIS-00192 | Distribution (BE) L-zone | BE-TSO-0001 | Fluxys Belgium | entry | ReverseDisBE |  | ConsDisBE | BE | sum | sum | max | sum | [7 empty] | 21X-BE-A-A0A0A-Y | 21Y0000000000476 | 2020-03-19 11:28
DIS-00192 | Distribution (BE) L-zone | BE-TSO-0001 | Fluxys Belgium | exit | ConsDisBE |  | BE | ConsDisBE | sum | sum | max | sum | [7 empty] | 21X-BE-A-A0A0A-Y | 21Y0000000000476 | 2021-09-07 07:34
DIS-00193 | Aggregated Distribution - L-gas (PL) | PL-TSO-0002 | GAZ-SYSTEM | entry | ReverseDisPL |  | ConsDisPL | PL | sum | sum | max | sum | [7 empty] | 21X-PL-A-A0A0A-B | 21Y000000000098Q | 2021-05-21 06:06
DIS-00193 | Aggregated Distribution - L-gas (PL) | PL-TSO-0002 | GAZ-SYSTEM | exit | ConsDisPL |  | PL | ConsDisPL | sum | sum | max | sum | since July 2016, clear distinction between H- and L-gas | [6 empty] | 21X-PL-A-A0A0A-B | 21Y000000000098Q | 2021-05-21 06:06
DIS-00194 | Public Distribution (LU) | LU-TSO-0001 | Creos Luxembourg | exit | ConsDisLU |  | LU | ConsDisLU | 1 | 1 | 1 | 1 | [7 empty] | 21X000000001333E | 21Y0000000000913 | 2018-03-02 07:44
DIS-00194 | Public Distribution (LU) | LU-TSO-0001 | Creos Luxembourg | entry | ReverseDisLU |  | ConsDisLU | LU | 1 | 1 | 1 | 1 | [7 empty] | 21X000000001333E | 21Y0000000000913 | 2018-03-02 07:44
DIS-00195 | Branice Czechy | CZ-SSO-0002 | innogy Gas Storage | exit | BraniceStorPL |  | StorPL | PL | 0 | 0 | 0 | 0 | no data
DIS-00195 | Branice Czechy | PL-TSO-0002 | GAZ-SYSTEM | entry | BraniceStorPL |  | StorPL | PL | 1 | 1 | 1 | 1 | apparently a CZ storage provider | [6 empty] | 21X-PL-A-A0A0A-B | 27ZG-UVAL-CZ-PLZ | 2021-10-01 06:35
DIS-00196 | Aggregated Distribution (HU) | HU-TSO-0001 | FGSZ | exit | ConsDisHU |  | HU | ConsDisHU | 1 | 1 | 1 | 1 | [7 empty] | 21X-HU-A-A0A0A-8 | 39ZAGG-DSO-----F | 2020-06-25 22:05
DIS-00197 | GRTgaz aggregated distribution consumers | FR-TSO-0003 | GRTgaz | exit | ConsDisFR |  | FR | ConsDisFR | sum | sum | av | sum |  | ok | ok | ok | ok |  | Data not available (no capacity on this point) | 21X-FR-A-A0A0A-S | 63Y2261598125895 | 2018-11-06 17:51 | 1
DIS-00198 | FARSALA | GR-TSO-0001 | DESFA | exit | ConsDisGR |  | GR | ConsDisGR | sum | sum | av | sum | [7 empty] | 21X-GR-A-A0A0A-G | 21Z0000000004766 | 2021-09-30 14:14

## FNC
pointKey | pointLabel | operatorKey | operatorLabel | directionKey | edge_name | edge_display_name | from_node | to_node | firm | firmbooked | gcv | flow | Remarks | check_firm | check_firmbooked | check_gcv | check_flow | for_review | itemRemarks | tsoEicCode | tsoItemIdentifier | lastUpdateDateTime | isNA
FNC-00044 | Ten Towns Exit Point (NI) | IE-TSO-0001 | GNI (UK) | exit | ConsDisNI |  | NI | ConsNI | sum | sum | max | sum | unphysical spikes in flow data | missing | missing | ok | unphysical spikes |  | N/A at this point | 21X-GB-C-A0A0A-Q | 47Z000000000049E | 2019-07-26 19:01 | 1
FNC-00016 | Aggregated exits NGTN (BG) | BG-TSO-0001 | Bulgartransgaz | exit | ConsFncBG |  | BG | ConsBG | sum | sum | max | sum |  | ok | ok | ok | ok |  |  | 21X-BG-A-A0A0A-C | 21Y000000000031L | 2021-09-09 14:34
FNC-00017 | Aggregated exits GTNTT (BG) | BG-TSO-0001 | Bulgartransgaz | exit | ConsFncBG |  | BG | ConsBG | sum | sum | max | sum |  | ok | ok | ok | ok |  |  | 21X-BG-A-A0A0A-C | 21Y000000000032J | 2021-01-17 21:37
FNC-00207 | Aggregated exits Bulgaria (1 direction) | BG-TSO-0001 | Bulgartransgaz | exit | ConsFncBG |  | BG | ConsBG | sum | sum | max | sum | from Oct 2021; appears to be sum of other two | ok | ok | ok | ok
FNC-00030 | Aggregate Consumers H-Gas (Thyssengas) | DE-TSO-0002 | Thyssengas | exit | ConsFncDE |  | DE | ConsDE | sum | sum | av | sum | [7 empty] | 21X-DE-G-A0A0A-U | 21Y000000000036B | 2021-09-01 22:39
FNC-00031 | Aggregate Consumers L-Gas (Thyssengas) | DE-TSO-0002 | Thyssengas | exit | ConsFncDE |  | DE | ConsDE | sum | sum | av | sum | [7 empty] | 21X-DE-G-A0A0A-U | 21Y000000000035D | 2021-08-02 22:33
FNC-00032 | Final Consumers (DE) (OGE) | DE-TSO-0009 | Open Grid Europe | exit | ConsFncDE |  | DE | ConsDE | sum | sum | av | sum | [7 empty] | 21X-DE-C-A0A0A-T | 21Z000000000343P | 2021-05-21 10:19
FNC-00042 | Final Consumers aggregated | DE-TSO-0010 | bayernets | exit | ConsFncDE |  | DE | ConsDE | sum | sum | av | sum | [7 empty] | 21X-DE-A-A0A0A-A | 21Y000000000077Y | 2021-10-01 08:25
FNC-00045 | Final Consumers DE GTG Nord L Gas | DE-TSO-0006 | Gastransport Nord | exit | ConsFncDE |  | DE | ConsDE | sum | sum | av | sum | [7 empty] | 21X000000001132O | 21Y000000000124E | 2021-01-20 22:02
FNC-00046 | Final Consumers Aggregated (exit) (DE) | DE-TSO-0014 | terranets bw | exit | ConsFncDE |  | DE | ConsDE | sum | sum | av | sum | [7 empty] | 21X000000001163D | 21Y000000000132F | 2021-09-29 22:41
FNC-00199 | Nowega Aggregation Customer | DE-TSO-0008 | Nowega | exit | ConsFncDE |  | DE | ConsDE | sum | sum | av | sum | [7 empty] | 21X000000001049B | 21Y0000000001294 | 2021-09-30 22:39
FNC-00203 | Aggregated Final Consumers DE (GASCADE) | DE-TSO-0001 | GASCADE Gastransport | exit | ConsFncDE |  | DE | ConsDE | sum | sum | av | sum | [7 empty] | 21X-DE-H-A0A0A-L | 21Y000000000126A | 2021-09-07 09:44
FNC-00206 | Final Consumers DE GTG Nord H Gas | DE-TSO-0006 | Gastransport Nord | exit | ConsFncDE |  | DE | ConsDE | sum | sum | av | sum | [7 empty] | 21X000000001132O | 37Y0000000005081 | 2021-02-23 13:31
FNC-00037 | Estonia Final Consumers Point | EE-TSO-0001 | Elering | exit | ConsFncEE |  | EE | ConsEE | 1 | 1 | 1 | 1 | [7 empty] | 10X1001A1001A39W | 38ZEEG-0007105-O | 2016-10-05 11:15
FNC-00043 | Aggregated Distribution + Final Customers Exits (ES) | ES-TSO-0006 | Enagas | exit | ConsFncES |  | ES | ConsES | 1 | 1 | 1 | 1 | data available from 16/08/2017, only flow | missing | missing | missing | ok |  | Not Applicable | 21X000000001254A | 21Y0000000000298 | 2018-06-28 10:43 | 1
FNC-00019 | Pool Distribution and Final Consumers (FR South) | FR-TSO-0003 | GRTgaz | exit | ConsFncFR |  | FR | ConsFR | 1 | 1 | 1 | 1 | [6 empty] | Data not available (no capacity on this point) | 21X-FR-A-A0A0A-S | 21Y000000000070B | 2015-10-07 03:29 | 1
FNC-00018 | Final Consumers and Distribution (HR) | HR-TSO-0001 | Plinacro Ltd | exit | ConsFncHR |  | HR | ConsHR | 1 | 1 | 1 | 1 | [7 empty] | 21X-HR-A-A0A0A-4 | 21Y000000000051F | 2021-04-01 17:13
FNC-00200 | Aggregated Final Consumers (HU) | HU-TSO-0001 | FGSZ | exit | ConsFncHU |  | HU | ConsHU | 1 | 1 | 1 | 1 | [7 empty] | 21X-HU-A-A0A0A-8 | 39ZOVKOZVVEGFK13 | 2020-10-02 22:05
FNC-00002 | Final Consumers H-gas (PL) | PL-TSO-0002 | GAZ-SYSTEM | exit | ConsFncPL |  | PL | ConsPL | sum | sum | av | sum | [7 empty] | 21X-PL-A-A0A0A-B | 21Y0000000000662 | 2021-10-01 06:35
FNC-00040 | Final Consumers - L-gas (PL) | PL-TSO-0002 | GAZ-SYSTEM | exit | ConsFncPL |  | PL | ConsPL | sum | sum | av | sum | [7 empty] | 21X-PL-A-A0A0A-B | 21Y000000000097S | 2021-10-01 06:35
FNC-00001 | Final Consumers (PT) | PT-TSO-0001 | REN - Gasodutos | exit | ConsFncPT |  | PT | ConsPT | sum | sum | av | sum | no bookings | ok | missing | ok | ok |  |  | 21X-PT-A-A0A0A-Y | 16ZCAPGN-------1 | 2021-08-07 02:07
FNC-00010 | Final Consumers (RO) | RO-TSO-0001 | Transgaz | exit | ConsFncRO |  | RO | ConsRO | 1 | 1 | 1 | 1 | [7 empty] | 21X-RO-A-A0A0A-S | 21Z000000000319M | 2021-08-31 19:21
FNC-00033 | Final consumers (BE) (Fluxys) Industrial clients H-zone | BE-TSO-0001 | Fluxys Belgium | exit | ConsIndBE |  | BE | ConsBE | sum | sum | av | sum | [7 empty] | 21X-BE-A-A0A0A-Y | 21Y0000000000468 | 2021-07-30 07:27
FNC-00034 | Final consumers (BE) (Fluxys) Industrial clients L-zone | BE-TSO-0001 | Fluxys Belgium | exit | ConsIndBE |  | BE | ConsBE | sum | sum | av | sum | [7 empty] | 21X-BE-A-A0A0A-Y | 21Y000000000045A | 2021-09-22 10:32
FNC-00029 | Aggregate NAP (industrial consumers) (ONTRAS) | DE-TSO-0003 | ONTRAS | exit | ConsIndDE |  | DE | ConsDE | 1 | 1 | 1 | 1 | [7 empty] | 21X-DE-F-A0A0A-2 | 21Y000000000034F | 2021-02-27 11:10
FNC-00202 | GRTgaz aggregated end consumers (industrial and distribution) | FR-TSO-0003 | GRTgaz | exit | ConsIndDisFR |  | FR | ConsFR | 1 | 1 | 1 | 1 | no data | missing | missing | missing | missing |  | Data not available (no capacity on this point) | 21X-FR-A-A0A0A-S | 63Y564764785539O | 2018-11-07 16:51 | 1
FNC-00003 | Industrial Consumers (FR North) | FR-TSO-0003 | GRTgaz | exit | ConsIndFR |  | FR | ConsFR | sum | sum | av | sum | [6 empty] | Data not available (no capacity on this point) | 21X-FR-A-A0A0A-S | 21Y0000000000735 | 2015-10-07 03:29 | 1
FNC-00004 | Industrial Consumers (FR South) | FR-TSO-0003 | GRTgaz | exit | ConsIndFR |  | FR | ConsFR | sum | sum | av | sum | [6 empty] | Data not available (no capacity on this point) | 21X-FR-A-A0A0A-S | 21Y0000000000727 | 2015-10-07 03:23 | 1
FNC-00015 | TIGF Delivery Pool - Industrials (FR) | FR-TSO-0002 | TIGF | exit | ConsIndFR |  | FR | ConsFR | sum | sum | av | sum | only TIGF has GCV; only TIGF and Industrial have flow; no capacities | missing | missing | ok | ok |  | data not available | 21X-FR-B-A0A0A-J | 21Y000000000052D | 2015-10-07 03:23 | 1
FNC-00201 | GRTgaz aggregated industrial consumers | FR-TSO-0003 | GRTgaz | exit | ConsIndFR |  | FR | ConsFR | sum | sum | av | sum | flow data from Nov 2018 | missing | missing | missing | ok |  | Data not available (no capacity on this point) | 21X-FR-A-A0A0A-S | 63Y2681718729982 | 2018-11-07 17:03 | 1
FNC-00005 | Industrial Consumers (IT) | IT-TSO-0001 | Snam Rete Gas | exit | ConsIndIT |  | IT | ConsIT | 1 | 1 | 1 | 1 | [6 empty] | It is not possible to book the aggregate capacity, so the information is not meaningful to the market. Please, note that the correct information with the punctual capacity per point is published on the SRG website | 21X-IT-A-A0A0A-7 | 21Y0000000000573 | 2015-10-07 03:23 | 1
FNC-00041 | Industrial Clients (LU) | LU-TSO-0001 | Creos Luxembourg | exit | ConsIndLU |  | LU | ConsLU | 1 | 1 | 1 | 1 | [7 empty] | 21X000000001333E | 21Y0000000000905 | 2021-08-01 11:24
FNC-00013 | Industrial Consumers (NL) | NL-TSO-0001 | GTS | exit | ConsIndNL |  | NL | ConsNL | 1 | 1 | 1 | 1 | [7 empty] | 21X-NL-A-A0A0A-Z | 52Y0000000000030 | 2021-07-13 16:22
FNC-00011 | Industrial Offtakes (UK) | UK-TSO-0001 | National Grid Gas | exit | ConsIndUK |  | UK | ConsUK | 1 | 1 | 1 | 1 | [7 empty] | 21X-GB-A-A0A0A-7 | 48ZIND-OF-AGGRE2 | 2021-01-31 14:30
FNC-00007 | Gas mixing facilities (PL) | PL-TSO-0002 | GAZ-SYSTEM | exit | ConsMixPL |  | PL | ConsPL | 1 | 1 | 1 | 1 | [7 empty] | 21X-PL-A-A0A0A-B | 21Y0000000000654 | 2021-10-01 06:35
FNC-00014 | Private Distribution Companies (PDC) (NL) | NL-TSO-0001 | GTS | exit | ConsPdcNL |  | NL | ConsNL | 1 | 1 | 1 | 1 | [6 empty] | N/A | 21X-NL-A-A0A0A-Z | 52Y0000000000022 | 2017-04-05 15:19 | 1
FNC-00035 | Final consumers (BE) (Fluxys) Power Plants H-zone | BE-TSO-0001 | Fluxys Belgium | exit | ConsPowBE |  | BE | ConsBE | 1 | 1 | 1 | 1 | [7 empty] | 21X-BE-A-A0A0A-Y | 21Y000000000044C | 2020-12-16 07:00
FNC-00038 | Megalopoli (PPC) | GR-TSO-0001 | DESFA | exit | ConsPowGR |  | GR | ConsGR | sum | sum | av | sum | [7 empty] | 21X-GR-A-A0A0A-G | 21Z0000000004499 | 2021-04-29 14:14
FNC-00039 | ELPE (HAR) | GR-TSO-0001 | DESFA | exit | ConsPowGR |  | GR | ConsGR | sum | sum | av | sum | [7 empty] | 21X-GR-A-A0A0A-G | 21Z000000000450O | 2021-04-29 14:14
FNC-00204 | ELPE-VEE | GR-TSO-0001 | DESFA | exit | ConsPowGR |  | GR | ConsGR | sum | sum | av | sum | [7 empty] | 21X-GR-A-A0A0A-G | 21Z000000000453I | 2021-04-29 14:14
FNC-00006 | Thermal Plants (IT) | IT-TSO-0001 | Snam Rete Gas | exit | ConsPowIT |  | IT | ConsIT | 1 | 1 | 1 | 1 | [6 empty] | It is not possible to book the aggregate capacity, so the information is not meaningful to the market. Please, note that the correct information with the punctual capacity per point is published on the SRG website | 21X-IT-A-A0A0A-7 | 21Y0000000000549 | 2015-10-07 03:29 | 1
FNC-00012 | Power Stations (UK) | UK-TSO-0001 | National Grid Gas | exit | ConsPowUK |  | UK | ConsUK | 1 | 1 | 1 | 1 | [7 empty] | 21X-GB-A-A0A0A-7 | 48ZPS-AGGRE----6 | 2021-01-31 14:30
FNC-00008 | Nitrogen Removal Plants (PL) | PL-TSO-0002 | GAZ-SYSTEM | entry | ProdNitPL |  | ProdPL | PL | 1 | 1 | 1 | 1 | nitrogen removal plant; how to account for it? | [6 empty] | 21X-PL-A-A0A0A-B | 21Y0000000000646 | 2021-10-01 06:35
FNC-00033 | Final consumers (BE) (Fluxys) Industrial clients H-zone | BE-TSO-0001 | Fluxys Belgium | entry | ReverseIndBE |  | ConsBE | BE | sum | sum | av | sum | [7 empty] | 21X-BE-A-A0A0A-Y | 21Y0000000000468 | 2017-10-03 07:49
FNC-00034 | Final consumers (BE) (Fluxys) Industrial clients L-zone | BE-TSO-0001 | Fluxys Belgium | entry | ReverseIndBE |  | ConsBE | BE | sum | sum | av | sum | [7 empty] | 21X-BE-A-A0A0A-Y | 21Y000000000045A | 2017-10-03 07:49
FNC-00041 | Industrial Clients (LU) | LU-TSO-0001 | Creos Luxembourg | entry | ReverseIndLU |  | ConsLU | LU | 1 | 1 | 1 | 1 | [7 empty] | 21X000000001333E | 21Y0000000000905 | 2018-03-02 07:44
FNC-00013 | Industrial Consumers (NL) | NL-TSO-0001 | GTS | entry | ReverseIndNL |  | ConsNL | NL | 1 | 1 | 1 | 1 | [6 empty] | N/A | 21X-NL-A-A0A0A-Z | 52Y0000000000030 | 2017-04-06 20:09 | 1
FNC-00035 | Final consumers (BE) (Fluxys) Power Plants H-zone | BE-TSO-0001 | Fluxys Belgium | entry | ReversePowBE |  | ConsBE | BE | 1 | 1 | 1 | 1 | [7 empty] | 21X-BE-A-A0A0A-Y | 21Y000000000044C | 2017-10-03 07:49

## VTP
pointKey | pointLabel | operatorKey | operatorLabel | directionKey | edge_name | edge_display_name | from_node | to_node | firm | firmbooked | gcv | flow | Remarks | check_firm | check_firmbooked | check_gcv | check_flow | for_review | itemRemarks | tsoEicCode | tsoItemIdentifier | lastUpdateDateTime | isNA
VTP-00005 | IBP | IE-TSO-0002 | GNI | entry | [14 empty] | Interruptible Only | 47X0000000000576 | 21Y---A001A009-O | 2017-11-01 13:47 | 1
VTP-00008 | PEG NORD | FR-TSO-0003 | GRTgaz | entry | [14 empty] | Data not available (no capacity on this point) | 21X-FR-A-A0A0A-S | 21YPNT-EX-GAS-NT | 2015-10-07 03:29 | 1
VTP-00008 | PEG NORD | FR-TSO-0003 | GRTgaz | exit | [14 empty] | Data not available (no capacity on this point) | 21X-FR-A-A0A0A-S | 21YPNT-EX-GAS-NT | 2015-10-07 03:23 | 1
VTP-00009 | PEG SUD | FR-TSO-0003 | GRTgaz | entry | [14 empty] | Data not available (no capacity on this point) | 21X-FR-A-A0A0A-S | 21YPNT-EX-GAS-SJ | 2015-10-07 03:29 | 1
VTP-00009 | PEG SUD | FR-TSO-0003 | GRTgaz | exit | [14 empty] | Data not available (no capacity on this point) | 21X-FR-A-A0A0A-S | 21YPNT-EX-GAS-SJ | 2015-10-07 03:29 | 1
VTP-00018 | Virtual Point, Polish Gas Exchange (WPWEgg) | PL-TSO-0002 | GAZ-SYSTEM | entry | [14 empty] | Capacity not available - virtual point. | 21X-PL-A-A0A0A-B | 21Y000000000061C | 2016-09-09 16:29 | 1
VTP-00020 | Virtual Point, OTC (WPWEotc) | PL-TSO-0002 | GAZ-SYSTEM | entry | [14 empty] | Capacity not available - virtual point. | 21X-PL-A-A0A0A-B | 21Y000000000062A | 2016-09-09 16:29 | 1
VTP-00021 | Virtual Point, Polish Gas Exchange (WPWYgg) | PL-TSO-0002 | GAZ-SYSTEM | exit | [14 empty] | Capacity not available - virtual point. | 21X-PL-A-A0A0A-B | 21Y000000000061C | 2016-09-09 16:29 | 1
VTP-00022 | Virtual Point, OTC (WPWYotc) | PL-TSO-0002 | GAZ-SYSTEM | exit | [14 empty] | Capacity not available - virtual point. | 21X-PL-A-A0A0A-B | 21Y000000000062A | 2016-09-09 16:29 | 1
VTP-00029 | Zeebrugge Beach | BE-TSO-0001 | Fluxys Belgium | exit | [15 empty] | 21X-BE-A-A0A0A-Y | 21Z0000000000090 | 2017-12-13 11:28
VTP-00029 | Zeebrugge Beach | BE-TSO-0001 | Fluxys Belgium | entry | [15 empty] | 21X-BE-A-A0A0A-Y | 21Z0000000000090 | 2021-09-10 18:28
VTP-00030 | TRS | FR-TSO-0003 | GRTgaz | entry | [14 empty] | Data not available (virtual point) | 21X-FR-A-A0A0A-S | 21Y000000000041I | 2015-12-01 15:52 | 1
VTP-00030 | TRS | FR-TSO-0003 | GRTgaz | exit | [14 empty] | Data not available (virtual point) | 21X-FR-A-A0A0A-S | 21Y000000000041I | 2015-12-01 15:52 | 1
VTP-00032 | VTP - OTC - L-gas (PL) | PL-TSO-0002 | GAZ-SYSTEM | entry | [14 empty] | Capacity not available - virtual point. | 21X-PL-A-A0A0A-B | 21Y0000000000816 | 2016-09-09 16:29 | 1
VTP-00032 | VTP - OTC - L-gas (PL) | PL-TSO-0002 | GAZ-SYSTEM | exit | [14 empty] | Capacity not available - virtual point. | 21X-PL-A-A0A0A-B | 21Y0000000000816 | 2016-09-09 16:29 | 1
VTP-00033 | VTP - balancing platform TGPS (PL) | PL-TSO-0001 | GAZ-SYSTEM (ISO) | exit | [15 empty] | 21V000000000003V | 21Y0000000000824 | 2016-03-11 06:47
VTP-00034 | VTP - Gas Exchange TGPS (PL) | PL-TSO-0001 | GAZ-SYSTEM (ISO) | exit | [14 empty] | Capacity not available - virtual point. | 21V000000000003V | 21Y0000000000832 | 2016-09-22 13:18 | 1
VTP-00034 | VTP - Gas Exchange TGPS (PL) | PL-TSO-0001 | GAZ-SYSTEM (ISO) | entry | [14 empty] | Capacity not available - virtual point. | 21V000000000003V | 21Y0000000000832 | 2016-09-22 13:18 | 1
VTP-00035 | VTP - OTC - TGPS (PL) | PL-TSO-0001 | GAZ-SYSTEM (ISO) | entry | [14 empty] | Capacity not available - virtual point. | 21V000000000003V | 21Y0000000000840 | 2016-09-22 13:18 | 1
VTP-00035 | VTP - OTC - TGPS (PL) | PL-TSO-0001 | GAZ-SYSTEM (ISO) | exit | [14 empty] | Capacity not available - virtual point. | 21V000000000003V | 21Y0000000000840 | 2016-09-22 13:18 | 1
VTP-00036 | Aggregated PPG - E gas (PL) | PL-TSO-0002 | GAZ-SYSTEM | entry | [14 empty] | Capacity not avaliable - virtual point | 21X-PL-A-A0A0A-B | 21Y0000000001197 | 2017-12-12 10:13 | 1
VTP-00036 | Aggregated PPG - E gas (PL) | PL-TSO-0002 | GAZ-SYSTEM | exit | [14 empty] | Capacity not avaliable - virtual point | 21X-PL-A-A0A0A-B | 21Y0000000001197 | 2017-12-12 10:42 | 1
VTP-00039 | PEG | FR-TSO-0003 | GRTgaz | entry | [14 empty] | Data not available (no capacity on this point) | 21X-FR-A-A0A0A-S | 21Y0000000001278 | 2018-11-06 17:21 | 1
VTP-00039 | PEG | FR-TSO-0003 | GRTgaz | exit | [14 empty] | Data not available (no capacity on this point) | 21X-FR-A-A0A0A-S | 21Y0000000001278 | 2018-11-06 17:21 | 1
VTP-00042 | HTP (Hellenic Trading Point) | GR-TSO-0001 | DESFA | entry | [14 empty] | A virtual point of the Greek National Natural Gas Transmission System, other than Entry and Exit Points (physical points), where Natural Gas Quantities are traded between Transmission Users, as well as between Transmission Users and the Operator, for gas | 21X-GR-A-A0A0A-G | 21Y000000000131H | 2019-08-26 14:11 | 1
VTP-00042 | HTP (Hellenic Trading Point) | GR-TSO-0001 | DESFA | exit | [14 empty] | a virtual point of the Greek National Natural Gas Transmission System, other than Entry and Exit Points (physical points), where Natural Gas Quantities are traded between Transmission Users, as well as between Transmission Users and the Operator, for gas | 21X-GR-A-A0A0A-G | 21Y000000000131H | 2019-08-26 14:11 | 1
VTP-00043 | TVB | ES-TSO-0006 | Enagas | entry | [15 empty] | 21X000000001254A | 18Z000000000GVLQ | 2021-09-02 00:42
VTP-00043 | TVB | ES-TSO-0006 | Enagas | exit | [15 empty] | 21X000000001254A | 18Z000000000GVLQ | 2021-09-02 00:42

## info
We only take into account data that has a 1 in the respective column (firm capacity, booked firm capacity and physical flow).
For each defined edge, we usually (by default)…
> average the selected flow data (entries as well as exits)
> sum all selected exit capacities and all selected entry capacities and then take the minimum between entry and exit
> sum all selected exit booked capacities and all selected entry booked capacities and then take the minimum between entry and exit
> take the maximum of the selected GCV data (entries as well as exits) to avoid zero values
…but other decisions are possible, on a case-by-case basis.